## Calcul
DIMENSIONING OF VARIABLE AIR VOLUME UNITS | [7 empty] | unit sound | [dB(A) ï NR] | NR
BS-SERIES | [7 empty] | unit flowrate | [m³/h ï L/s ï m³/s] | m³/h
to be filled in
|  | unit dimensions |  | insulation casing |  |  | only for sound pressure calculations | [5 empty] | sound power |  | sound pressure |  | sound power spectrum [Hz] | [7 empty] | sound power spectrum [Hz]
Flow rate | DPs | W | H | single vs double wall | sound attenuator(1) | unit | room attenuation(4) | ceiling attentuation(5) | floor surface | room height | duct velocity | DPs,min(2) | discharge | radiated | discharge(3) | radiated | discharge noise [dB] | [7 empty] | radiated noise [dB]
[m³/h] | [100-1000 Pa] | [mm] | [mm] | [SW / DW] | [SA / none] | type |  |  | [m²] | [m] | [m/s] | [Pa] | [NR] | [NR] | [NR] | [NR] | 63 | 125 | 250 | 500 | 1000 | 2000 | 4000 | 8000 | 63 | 125 | 250 | 500 | 1000 | 2000 | 4000 | 8000
3024 | 100 | 600 | 200 | SW | SA | BSSG--600200 | soft | high | 100 | 2.7 | 7 | 8.2165 | 51.384 | 45.1494 | 39.1769 | 27.1104 | 34.0149 | 76.0934 | 65.3331 | 54.7926 | 49.8002 | 46.6438 | 43.861 | 39.5679 | 63.3077 | 61.28 | 51.3646 | 45.9968 | 42.9515 | 40.1482 | 37.304 | 36.7022
1008 | 100 | 200 | 200 | SW | SA | BSSG--200200 | soft | high | 100 | 2.7 | 7 | 11.4254 | 59.6287 | 55.9638 | 45.2822 | 37.9248 | 34.0149 | 82.6067 | 71.6964 | 55.003 | 49.7173 | 46.6177 | 43.8186 | 38.6287 | 75.3977 | 70.6885 | 60.6698 | 55.9169 | 48.3538 | 43.6699 | 42.0814 | 39.7003
3024 | 100 | 200 | 600 | SW | SA | BSSG--200600 | soft | high | 100 | 2.7 | 7 | 8.2165 | 52.2879 | 59.4725 | 39.0968 | 35.0704 | 34.0149 | 76.8074 | 65.248 | 55.2321 | 49.719 | 46.6198 | 43.8229 | 38.8822 | 72.5543 | 64.1619 | 67.3094 | 62.3831 | 55.5879 | 49.9978 | 53.3391 | 51.62
|  |  |  | SW | SA | BSSG-- | soft | high | 100 | 2.7
|  |  |  | SW | SA | BSSG-- | soft | high | 100 | 2.7
|  |  |  | SW | SA | BSSG-- | soft | high | 100 | 2.7
|  |  |  | SW | SA | BSSG-- | soft | high | 100 | 2.7
|  |  |  | SW | SA | BSSG-- | soft | high | 100 | 2.7
|  |  |  | SW | SA | BSSG-- | soft | high | 100 | 2.7
|  |  |  | SW | SA | BSSG-- | soft | high | 100 | 2.7
|  |  |  | SW | SA | BSSG-- | soft | high | 100 | 2.7
|  |  |  | SW | SA | BSSG-- | soft | high | 100 | 2.7
|  |  |  | SW | SA | BSSG-- | soft | high | 100 | 2.7
|  |  |  | SW | SA | BSSG-- | soft | high | 100 | 2.7
|  |  |  | SW | SA | BSSG-- | soft | high | 100 | 2.7
|  |  |  | SW | SA | BSSG-- | soft | high | 100 | 2.7
|  |  |  | SW | SA | BSSG-- | soft | high | 100 | 2.7
|  |  |  | SW | SA | BSSG-- | soft | high | 100 | 2.7
|  |  |  | SW | SA | BSSG-- | soft | high | 100 | 2.7
|  |  |  | SW | SA | BSSG-- | soft | high | 100 | 2.7
|  |  |  | SW | SA | BSSG-- | soft | high | 100 | 2.7
|  |  |  | SW | SA | BSSG-- | soft | high | 100 | 2.7
|  |  |  | SW | SA | BSSG-- | soft | high | 100 | 2.7
|  |  |  | SW | SA | BSSG-- | soft | high | 100 | 2.7
|  |  |  | SW | SA | BSSG-- | soft | high | 100 | 2.7
|  |  |  | SW | SA | BSSG-- | soft | high | 100 | 2.7
|  |  |  | SW | SA | BSSG-- | soft | high | 100 | 2.7
|  |  |  | SW | SA | BSSG-- | soft | high | 100 | 2.7
|  |  |  | SW | SA | BSSG-- | soft | high | 100 | 2.7
|  |  |  | SW | SA | BSSG-- | soft | high | 100 | 2.7
|  |  |  | SW | SA | BSSG-- | soft | high | 100 | 2.7
(1) sound attenuator of length 1250 mm | [6 empty] | (4)Room attenuation (ref. VDI 2081 Guidelines) |  |  | (5)Ceiling attenuation
(2) pressure loss with open blades | [6 empty] | soft | e.g. office, hotel room |  | low | e.g. perforated steel tile
(3) VAV with downstream 3 m unlined duct + 90° bend | [6 empty] | normal | e.g. lecture room, theatre, cinema |  | medium | e.g. mineral fibre tile
[8 empty] | e.g. ward, rest room, wash room |  | high | e.g. plain steel tile
[7 empty] | hard | e.g. sports hall, swimming pool |  | very high | e.g. gypsum board
e.g. concert hall, opera house
e.g. operating theatre, laboratory, clean room
e.g. workshop
e.g. museum

## Sound Power (hidden)
[6 empty] | parameter | [7 empty] | sound power spectrum [Hz] | [7 empty] | sound power |  | sound power spectrum [Hz] | [7 empty] | duct | attenuator | attenuator | attenuator | sound power spectrum [Hz] | [7 empty] | sound power spectrum [Hz] | [7 empty] | sound power spectrum [Hz] | [7 empty] | sound power |  | sound power spectrum [Hz] | [7 empty] | parameter | [7 empty] | sound power spectrum [Hz] | [7 empty] | sound power spectrum [Hz] | [7 empty] | sound power |  | sound power spectrum [Hz]
Flow rate | Flow rate | DPs | W | H | Hintern | a for discharge noise | [7 empty] | discharge noise - dB | [7 empty] | Lw |  | discharge noise - NR | [7 empty] | velocity | free area | K | velocity | discharge noise correction for sound attenuator / Noise attenuation - dB | [7 empty] | discharge noise correction for sound attenuator / Noise generation - dB | [7 empty] | discharge noise correction for sound attenuator / sum - dB | [7 empty] | Lw |  | discharge noise - NR | [7 empty] | a for radiated noise | [7 empty] | radiated noise - Rf | [7 empty] | radiated noise - dB | [7 empty] | Lw |  | radiated noise - NR
[m³/h] | [m³/h] | [Pa] | [m] | [m] | [m] | 63 | 125 | 250 | 500 | 1000 | 2000 | 4000 | 8000 | 63 | 125 | 250 | 500 | 1000 | 2000 | 4000 | 8000 | dB(A) | NR | 63 | 125 | 250 | 500 | 1000 | 2000 | 4000 | 8000 | [m/s] | ration [-] | [mm] | [m/s] | 63 | 125 | 250 | 500 | 1000 | 2000 | 4000 | 8000 | 63 | 125 | 250 | 500 | 1000 | 2000 | 4000 | 8000 | 63 | 125 | 250 | 500 | 1000 | 2000 | 4000 | 8000 | dB(A) | NR | 63 | 125 | 250 | 500 | 1000 | 2000 | 4000 | 8000 | 63 | 125 | 250 | 500 | 1000 | 2000 | 4000 | 8000 | 63 | 125 | 250 | 500 | 1000 | 2000 | 4000 | 8000 | 63 | 125 | 250 | 500 | 1000 | 2000 | 4000 | 8000 | dB(A) | NR | 63 | 125 | 250 | 500 | 1000 | 2000 | 4000 | 8000
3024 | 3024 | 100 | 0.6 | 0.2 | 0.2 | 0.1545 | 0.29928 | 0.34816 | 0.27577 | 0.18557 | 0.15286 | 0.13791 | 0.20058 | 78.0911 | 68.6125 | 62.38 | 56.7081 | 55.5547 | 52.2754 | 49.2237 | 45.2203 | 61.7869 | 55.5547 | 53.9128 | 53.5776 | 54.172 | 53.2938 | 55.5547 | 54.9511 | 53.9743 | 51.6702 | 7 | 0.5 | 150 | 14 | 2.0092 | 3.425 | 9.875 | 20.7 | 30.7 | 28.18 | 16.325 | 6.4171 | 50.3149 | 50.5149 | 50.9149 | 49.6149 | 46.6149 | 43.8149 | 38.5149 | 34.0149 | 76.0934 | 65.3331 | 54.7926 | 49.8002 | 46.6438 | 43.861 | 39.5679 | 40.0483 | 55.6372 | 51.384 | 51.384 | 49.8082 | 46.0135 | 46.2014 | 46.6438 | 46.6611 | 44.5541 | 46.6488 | 4.511 | 3.142 | 0.93302 | 3.2433 | 2.7823 | 2.7226 | 3.1835 | 62.7559 | 22.0534 | 14.6025 | 18.2853 | 17.9813 | 19.8732 | 19.3971 | 19.1897 | 15.788 | 63.3077 | 61.28 | 51.3646 | 45.9968 | 42.9515 | 40.1482 | 37.304 | 36.7022 | 50.7849 | 45.1494 | 35.1996 | 45.1494 | 42.3276 | 42.2965 | 42.9515 | 43.0032 | 42.3454 | 43.4002
1008 | 1008 | 100 | 0.2 | 0.2 | 0.2 | 0.1545 | 0.29928 | 0.34816 | 0.27577 | 0.18557 | 0.15286 | 0.13791 | 0.20058 | 83.6962 | 74.4621 | 61.8934 | 56.7092 | 52.5567 | 49.3008 | 44.4383 | 38.5927 | 63.0502 | 61.0079 | 61.0079 | 60.3012 | 53.6488 | 53.2949 | 52.5567 | 52.0205 | 49.3056 | 45.2357 | 7 | 0.5 | 100 | 14 | 1.0921 | 2.7988 | 9.038 | 23.3163 | 37.8025 | 36.1775 | 21.6825 | 10.4004 | 50.3149 | 50.5149 | 50.9149 | 49.6149 | 46.6149 | 43.8149 | 38.5149 | 34.0149 | 82.6067 | 71.6964 | 55.003 | 49.7173 | 46.6177 | 43.8186 | 38.6287 | 35.0243 | 59.9025 | 59.6287 | 59.6287 | 57.1223 | 46.2397 | 46.1164 | 46.6177 | 46.6193 | 43.6378 | 41.7712 | 4.511 | 3.142 | 0.93302 | 3.2433 | 2.7823 | 2.7226 | 3.1835 | 62.7559 | 17.3294 | 12.8045 | 10.2545 | 9.8233 | 13.2338 | 14.6619 | 11.3878 | 7.9234 | 75.3977 | 70.6885 | 60.6698 | 55.9169 | 48.3538 | 43.6699 | 42.0814 | 39.7003 | 59.271 | 55.9638 | 50.5034 | 55.9638 | 52.3331 | 52.4814 | 48.3538 | 46.4728 | 47.0062 | 46.3109
3024 | 3024 | 100 | 0.2 | 0.6 | 0.6 | 0.1545 | 0.29928 | 0.34816 | 0.27577 | 0.18557 | 0.15286 | 0.13791 | 0.20058 | 77.8898 | 67.8983 | 62.2631 | 56.7784 | 54.9122 | 52.6544 | 49.655 | 44.4086 | 61.613 | 55.3246 | 53.658 | 52.7566 | 54.0463 | 53.3659 | 54.9122 | 55.3246 | 54.3952 | 50.8822 | 7 | 0.5 | 100 | 14 | 1.0921 | 2.7988 | 9.038 | 23.3163 | 37.8025 | 36.1775 | 21.6825 | 10.4004 | 50.3149 | 50.5149 | 50.9149 | 49.6149 | 46.6149 | 43.8149 | 38.5149 | 34.0149 | 76.8074 | 65.248 | 55.2321 | 49.719 | 46.6198 | 43.8229 | 38.8822 | 37.0219 | 55.7917 | 52.2879 | 52.2879 | 49.7103 | 46.4862 | 46.118 | 46.6198 | 46.6236 | 43.8851 | 43.7106 | 4.511 | 3.142 | 0.93302 | 3.2433 | 2.7823 | 2.7226 | 3.1835 | 62.7559 | 12.6055 | 11.0064 | 2.2237 | 1.6653 | 6.5943 | 9.9266 | 3.5859 | 0.058666 | 72.5543 | 64.1619 | 67.3094 | 62.3831 | 55.5879 | 49.9978 | 53.3391 | 51.62 | 64.0769 | 59.4725 | 46.9042 | 48.4619 | 59.4725 | 59.1202 | 55.5879 | 52.7072 | 57.9894 | 57.8835
0 | 0 | 0 | 0 | 0 | 0 | #DIV/0! | #DIV/0! | #DIV/0! | #DIV/0! | #DIV/0! | #DIV/0! | #DIV/0! | #DIV/0! | #DIV/0! | #DIV/0! | #DIV/0! | #DIV/0! | #DIV/0! | #DIV/0! | #DIV/0! | #DIV/0! | #DIV/0! | #DIV/0! | #DIV/0! | #DIV/0! | #DIV/0! | #DIV/0! | #DIV/0! | #DIV/0! | #DIV/0! | #DIV/0! | #DIV/0! | #N/A | #N/A | #DIV/0! | #VALUE! | #N/A | #N/A | #N/A | #N/A | #N/A | #N/A | #VALUE! | #DIV/0! | #DIV/0! | #DIV/0! | #DIV/0! | #DIV/0! | #DIV/0! | #DIV/0! | #DIV/0! | #DIV/0! | #DIV/0! | #DIV/0! | #DIV/0! | #DIV/0! | #DIV/0! | #DIV/0! | #DIV/0! | #DIV/0! | #DIV/0! | #DIV/0! | #DIV/0! | #DIV/0! | #DIV/0! | #DIV/0! | #DIV/0! | #DIV/0! | #DIV/0! | #DIV/0! | #DIV/0! | #DIV/0! | #DIV/0! | #DIV/0! | #DIV/0! | #DIV/0! | #DIV/0! | #DIV/0! | #DIV/0! | #DIV/0! | #DIV/0! | #DIV/0! | #DIV/0! | #DIV/0! | #DIV/0! | #DIV/0! | #DIV/0! | #DIV/0! | #DIV/0! | #DIV/0! | #DIV/0! | #DIV/0! | #DIV/0! | #DIV/0! | #DIV/0! | #DIV/0! | #DIV/0! | #DIV/0! | #DIV/0! | #DIV/0! | #DIV/0! | #DIV/0! | #DIV/0!
0 | 0 | 0 | 0 | 0 | 0 | #DIV/0! | #DIV/0! | #DIV/0! | #DIV/0! | #DIV/0! | #DIV/0! | #DIV/0! | #DIV/0! | #DIV/0! | #DIV/0! | #DIV/0! | #DIV/0! | #DIV/0! | #DIV/0! | #DIV/0! | #DIV/0! | #DIV/0! | #DIV/0! | #DIV/0! | #DIV/0! | #DIV/0! | #DIV/0! | #DIV/0! | #DIV/0! | #DIV/0! | #DIV/0! | #DIV/0! | #N/A | #N/A | #DIV/0! | #VALUE! | #N/A | #N/A | #N/A | #N/A | #N/A | #N/A | #VALUE! | #DIV/0! | #DIV/0! | #DIV/0! | #DIV/0! | #DIV/0! | #DIV/0! | #DIV/0! | #DIV/0! | #DIV/0! | #DIV/0! | #DIV/0! | #DIV/0! | #DIV/0! | #DIV/0! | #DIV/0! | #DIV/0! | #DIV/0! | #DIV/0! | #DIV/0! | #DIV/0! | #DIV/0! | #DIV/0! | #DIV/0! | #DIV/0! | #DIV/0! | #DIV/0! | #DIV/0! | #DIV/0! | #DIV/0! | #DIV/0! | #DIV/0! | #DIV/0! | #DIV/0! | #DIV/0! | #DIV/0! | #DIV/0! | #DIV/0! | #DIV/0! | #DIV/0! | #DIV/0! | #DIV/0! | #DIV/0! | #DIV/0! | #DIV/0! | #DIV/0! | #DIV/0! | #DIV/0! | #DIV/0! | #DIV/0! | #DIV/0! | #DIV/0! | #DIV/0! | #DIV/0! | #DIV/0! | #DIV/0! | #DIV/0! | #DIV/0! | #DIV/0! | #DIV/0! | #DIV/0!
0 | 0 | 0 | 0 | 0 | 0 | #DIV/0! | #DIV/0! | #DIV/0! | #DIV/0! | #DIV/0! | #DIV/0! | #DIV/0! | #DIV/0! | #DIV/0! | #DIV/0! | #DIV/0! | #DIV/0! | #DIV/0! | #DIV/0! | #DIV/0! | #DIV/0! | #DIV/0! | #DIV/0! | #DIV/0! | #DIV/0! | #DIV/0! | #DIV/0! | #DIV/0! | #DIV/0! | #DIV/0! | #DIV/0! | #DIV/0! | #N/A | #N/A | #DIV/0! | #VALUE! | #N/A | #N/A | #N/A | #N/A | #N/A | #N/A | #VALUE! | #DIV/0! | #DIV/0! | #DIV/0! | #DIV/0! | #DIV/0! | #DIV/0! | #DIV/0! | #DIV/0! | #DIV/0! | #DIV/0! | #DIV/0! | #DIV/0! | #DIV/0! | #DIV/0! | #DIV/0! | #DIV/0! | #DIV/0! | #DIV/0! | #DIV/0! | #DIV/0! | #DIV/0! | #DIV/0! | #DIV/0! | #DIV/0! | #DIV/0! | #DIV/0! | #DIV/0! | #DIV/0! | #DIV/0! | #DIV/0! | #DIV/0! | #DIV/0! | #DIV/0! | #DIV/0! | #DIV/0! | #DIV/0! | #DIV/0! | #DIV/0! | #DIV/0! | #DIV/0! | #DIV/0! | #DIV/0! | #DIV/0! | #DIV/0! | #DIV/0! | #DIV/0! | #DIV/0! | #DIV/0! | #DIV/0! | #DIV/0! | #DIV/0! | #DIV/0! | #DIV/0! | #DIV/0! | #DIV/0! | #DIV/0! | #DIV/0! | #DIV/0! | #DIV/0! | #DIV/0!
0 | 0 | 0 | 0 | 0 | 0 | #DIV/0! | #DIV/0! | #DIV/0! | #DIV/0! | #DIV/0! | #DIV/0! | #DIV/0! | #DIV/0! | #DIV/0! | #DIV/0! | #DIV/0! | #DIV/0! | #DIV/0! | #DIV/0! | #DIV/0! | #DIV/0! | #DIV/0! | #DIV/0! | #DIV/0! | #DIV/0! | #DIV/0! | #DIV/0! | #DIV/0! | #DIV/0! | #DIV/0! | #DIV/0! | #DIV/0! | #N/A | #N/A | #DIV/0! | #VALUE! | #N/A | #N/A | #N/A | #N/A | #N/A | #N/A | #VALUE! | #DIV/0! | #DIV/0! | #DIV/0! | #DIV/0! | #DIV/0! | #DIV/0! | #DIV/0! | #DIV/0! | #DIV/0! | #DIV/0! | #DIV/0! | #DIV/0! | #DIV/0! | #DIV/0! | #DIV/0! | #DIV/0! | #DIV/0! | #DIV/0! | #DIV/0! | #DIV/0! | #DIV/0! | #DIV/0! | #DIV/0! | #DIV/0! | #DIV/0! | #DIV/0! | #DIV/0! | #DIV/0! | #DIV/0! | #DIV/0! | #DIV/0! | #DIV/0! | #DIV/0! | #DIV/0! | #DIV/0! | #DIV/0! | #DIV/0! | #DIV/0! | #DIV/0! | #DIV/0! | #DIV/0! | #DIV/0! | #DIV/0! | #DIV/0! | #DIV/0! | #DIV/0! | #DIV/0! | #DIV/0! | #DIV/0! | #DIV/0! | #DIV/0! | #DIV/0! | #DIV/0! | #DIV/0! | #DIV/0! | #DIV/0! | #DIV/0! | #DIV/0! | #DIV/0! | #DIV/0!
0 | 0 | 0 | 0 | 0 | 0 | #DIV/0! | #DIV/0! | #DIV/0! | #DIV/0! | #DIV/0! | #DIV/0! | #DIV/0! | #DIV/0! | #DIV/0! | #DIV/0! | #DIV/0! | #DIV/0! | #DIV/0! | #DIV/0! | #DIV/0! | #DIV/0! | #DIV/0! | #DIV/0! | #DIV/0! | #DIV/0! | #DIV/0! | #DIV/0! | #DIV/0! | #DIV/0! | #DIV/0! | #DIV/0! | #DIV/0! | #N/A | #N/A | #DIV/0! | #VALUE! | #N/A | #N/A | #N/A | #N/A | #N/A | #N/A | #VALUE! | #DIV/0! | #DIV/0! | #DIV/0! | #DIV/0! | #DIV/0! | #DIV/0! | #DIV/0! | #DIV/0! | #DIV/0! | #DIV/0! | #DIV/0! | #DIV/0! | #DIV/0! | #DIV/0! | #DIV/0! | #DIV/0! | #DIV/0! | #DIV/0! | #DIV/0! | #DIV/0! | #DIV/0! | #DIV/0! | #DIV/0! | #DIV/0! | #DIV/0! | #DIV/0! | #DIV/0! | #DIV/0! | #DIV/0! | #DIV/0! | #DIV/0! | #DIV/0! | #DIV/0! | #DIV/0! | #DIV/0! | #DIV/0! | #DIV/0! | #DIV/0! | #DIV/0! | #DIV/0! | #DIV/0! | #DIV/0! | #DIV/0! | #DIV/0! | #DIV/0! | #DIV/0! | #DIV/0! | #DIV/0! | #DIV/0! | #DIV/0! | #DIV/0! | #DIV/0! | #DIV/0! | #DIV/0! | #DIV/0! | #DIV/0! | #DIV/0! | #DIV/0! | #DIV/0! | #DIV/0!
0 | 0 | 0 | 0 | 0 | 0 | #DIV/0! | #DIV/0! | #DIV/0! | #DIV/0! | #DIV/0! | #DIV/0! | #DIV/0! | #DIV/0! | #DIV/0! | #DIV/0! | #DIV/0! | #DIV/0! | #DIV/0! | #DIV/0! | #DIV/0! | #DIV/0! | #DIV/0! | #DIV/0! | #DIV/0! | #DIV/0! | #DIV/0! | #DIV/0! | #DIV/0! | #DIV/0! | #DIV/0! | #DIV/0! | #DIV/0! | #N/A | #N/A | #DIV/0! | #VALUE! | #N/A | #N/A | #N/A | #N/A | #N/A | #N/A | #VALUE! | #DIV/0! | #DIV/0! | #DIV/0! | #DIV/0! | #DIV/0! | #DIV/0! | #DIV/0! | #DIV/0! | #DIV/0! | #DIV/0! | #DIV/0! | #DIV/0! | #DIV/0! | #DIV/0! | #DIV/0! | #DIV/0! | #DIV/0! | #DIV/0! | #DIV/0! | #DIV/0! | #DIV/0! | #DIV/0! | #DIV/0! | #DIV/0! | #DIV/0! | #DIV/0! | #DIV/0! | #DIV/0! | #DIV/0! | #DIV/0! | #DIV/0! | #DIV/0! | #DIV/0! | #DIV/0! | #DIV/0! | #DIV/0! | #DIV/0! | #DIV/0! | #DIV/0! | #DIV/0! | #DIV/0! | #DIV/0! | #DIV/0! | #DIV/0! | #DIV/0! | #DIV/0! | #DIV/0! | #DIV/0! | #DIV/0! | #DIV/0! | #DIV/0! | #DIV/0! | #DIV/0! | #DIV/0! | #DIV/0! | #DIV/0! | #DIV/0! | #DIV/0! | #DIV/0! | #DIV/0!
0 | 0 | 0 | 0 | 0 | 0 | #DIV/0! | #DIV/0! | #DIV/0! | #DIV/0! | #DIV/0! | #DIV/0! | #DIV/0! | #DIV/0! | #DIV/0! | #DIV/0! | #DIV/0! | #DIV/0! | #DIV/0! | #DIV/0! | #DIV/0! | #DIV/0! | #DIV/0! | #DIV/0! | #DIV/0! | #DIV/0! | #DIV/0! | #DIV/0! | #DIV/0! | #DIV/0! | #DIV/0! | #DIV/0! | #DIV/0! | #N/A | #N/A | #DIV/0! | #VALUE! | #N/A | #N/A | #N/A | #N/A | #N/A | #N/A | #VALUE! | #DIV/0! | #DIV/0! | #DIV/0! | #DIV/0! | #DIV/0! | #DIV/0! | #DIV/0! | #DIV/0! | #DIV/0! | #DIV/0! | #DIV/0! | #DIV/0! | #DIV/0! | #DIV/0! | #DIV/0! | #DIV/0! | #DIV/0! | #DIV/0! | #DIV/0! | #DIV/0! | #DIV/0! | #DIV/0! | #DIV/0! | #DIV/0! | #DIV/0! | #DIV/0! | #DIV/0! | #DIV/0! | #DIV/0! | #DIV/0! | #DIV/0! | #DIV/0! | #DIV/0! | #DIV/0! | #DIV/0! | #DIV/0! | #DIV/0! | #DIV/0! | #DIV/0! | #DIV/0! | #DIV/0! | #DIV/0! | #DIV/0! | #DIV/0! | #DIV/0! | #DIV/0! | #DIV/0! | #DIV/0! | #DIV/0! | #DIV/0! | #DIV/0! | #DIV/0! | #DIV/0! | #DIV/0! | #DIV/0! | #DIV/0! | #DIV/0! | #DIV/0! | #DIV/0! | #DIV/0!
0 | 0 | 0 | 0 | 0 | 0 | #DIV/0! | #DIV/0! | #DIV/0! | #DIV/0! | #DIV/0! | #DIV/0! | #DIV/0! | #DIV/0! | #DIV/0! | #DIV/0! | #DIV/0! | #DIV/0! | #DIV/0! | #DIV/0! | #DIV/0! | #DIV/0! | #DIV/0! | #DIV/0! | #DIV/0! | #DIV/0! | #DIV/0! | #DIV/0! | #DIV/0! | #DIV/0! | #DIV/0! | #DIV/0! | #DIV/0! | #N/A | #N/A | #DIV/0! | #VALUE! | #N/A | #N/A | #N/A | #N/A | #N/A | #N/A | #VALUE! | #DIV/0! | #DIV/0! | #DIV/0! | #DIV/0! | #DIV/0! | #DIV/0! | #DIV/0! | #DIV/0! | #DIV/0! | #DIV/0! | #DIV/0! | #DIV/0! | #DIV/0! | #DIV/0! | #DIV/0! | #DIV/0! | #DIV/0! | #DIV/0! | #DIV/0! | #DIV/0! | #DIV/0! | #DIV/0! | #DIV/0! | #DIV/0! | #DIV/0! | #DIV/0! | #DIV/0! | #DIV/0! | #DIV/0! | #DIV/0! | #DIV/0! | #DIV/0! | #DIV/0! | #DIV/0! | #DIV/0! | #DIV/0! | #DIV/0! | #DIV/0! | #DIV/0! | #DIV/0! | #DIV/0! | #DIV/0! | #DIV/0! | #DIV/0! | #DIV/0! | #DIV/0! | #DIV/0! | #DIV/0! | #DIV/0! | #DIV/0! | #DIV/0! | #DIV/0! | #DIV/0! | #DIV/0! | #DIV/0! | #DIV/0! | #DIV/0! | #DIV/0! | #DIV/0! | #DIV/0!
0 | 0 | 0 | 0 | 0 | 0 | #DIV/0! | #DIV/0! | #DIV/0! | #DIV/0! | #DIV/0! | #DIV/0! | #DIV/0! | #DIV/0! | #DIV/0! | #DIV/0! | #DIV/0! | #DIV/0! | #DIV/0! | #DIV/0! | #DIV/0! | #DIV/0! | #DIV/0! | #DIV/0! | #DIV/0! | #DIV/0! | #DIV/0! | #DIV/0! | #DIV/0! | #DIV/0! | #DIV/0! | #DIV/0! | #DIV/0! | #N/A | #N/A | #DIV/0! | #VALUE! | #N/A | #N/A | #N/A | #N/A | #N/A | #N/A | #VALUE! | #DIV/0! | #DIV/0! | #DIV/0! | #DIV/0! | #DIV/0! | #DIV/0! | #DIV/0! | #DIV/0! | #DIV/0! | #DIV/0! | #DIV/0! | #DIV/0! | #DIV/0! | #DIV/0! | #DIV/0! | #DIV/0! | #DIV/0! | #DIV/0! | #DIV/0! | #DIV/0! | #DIV/0! | #DIV/0! | #DIV/0! | #DIV/0! | #DIV/0! | #DIV/0! | #DIV/0! | #DIV/0! | #DIV/0! | #DIV/0! | #DIV/0! | #DIV/0! | #DIV/0! | #DIV/0! | #DIV/0! | #DIV/0! | #DIV/0! | #DIV/0! | #DIV/0! | #DIV/0! | #DIV/0! | #DIV/0! | #DIV/0! | #DIV/0! | #DIV/0! | #DIV/0! | #DIV/0! | #DIV/0! | #DIV/0! | #DIV/0! | #DIV/0! | #DIV/0! | #DIV/0! | #DIV/0! | #DIV/0! | #DIV/0! | #DIV/0! | #DIV/0! | #DIV/0! | #DIV/0!
0 | 0 | 0 | 0 | 0 | 0 | #DIV/0! | #DIV/0! | #DIV/0! | #DIV/0! | #DIV/0! | #DIV/0! | #DIV/0! | #DIV/0! | #DIV/0! | #DIV/0! | #DIV/0! | #DIV/0! | #DIV/0! | #DIV/0! | #DIV/0! | #DIV/0! | #DIV/0! | #DIV/0! | #DIV/0! | #DIV/0! | #DIV/0! | #DIV/0! | #DIV/0! | #DIV/0! | #DIV/0! | #DIV/0! | #DIV/0! | #N/A | #N/A | #DIV/0! | #VALUE! | #N/A | #N/A | #N/A | #N/A | #N/A | #N/A | #VALUE! | #DIV/0! | #DIV/0! | #DIV/0! | #DIV/0! | #DIV/0! | #DIV/0! | #DIV/0! | #DIV/0! | #DIV/0! | #DIV/0! | #DIV/0! | #DIV/0! | #DIV/0! | #DIV/0! | #DIV/0! | #DIV/0! | #DIV/0! | #DIV/0! | #DIV/0! | #DIV/0! | #DIV/0! | #DIV/0! | #DIV/0! | #DIV/0! | #DIV/0! | #DIV/0! | #DIV/0! | #DIV/0! | #DIV/0! | #DIV/0! | #DIV/0! | #DIV/0! | #DIV/0! | #DIV/0! | #DIV/0! | #DIV/0! | #DIV/0! | #DIV/0! | #DIV/0! | #DIV/0! | #DIV/0! | #DIV/0! | #DIV/0! | #DIV/0! | #DIV/0! | #DIV/0! | #DIV/0! | #DIV/0! | #DIV/0! | #DIV/0! | #DIV/0! | #DIV/0! | #DIV/0! | #DIV/0! | #DIV/0! | #DIV/0! | #DIV/0! | #DIV/0! | #DIV/0! | #DIV/0!
0 | 0 | 0 | 0 | 0 | 0 | #DIV/0! | #DIV/0! | #DIV/0! | #DIV/0! | #DIV/0! | #DIV/0! | #DIV/0! | #DIV/0! | #DIV/0! | #DIV/0! | #DIV/0! | #DIV/0! | #DIV/0! | #DIV/0! | #DIV/0! | #DIV/0! | #DIV/0! | #DIV/0! | #DIV/0! | #DIV/0! | #DIV/0! | #DIV/0! | #DIV/0! | #DIV/0! | #DIV/0! | #DIV/0! | #DIV/0! | #N/A | #N/A | #DIV/0! | #VALUE! | #N/A | #N/A | #N/A | #N/A | #N/A | #N/A | #VALUE! | #DIV/0! | #DIV/0! | #DIV/0! | #DIV/0! | #DIV/0! | #DIV/0! | #DIV/0! | #DIV/0! | #DIV/0! | #DIV/0! | #DIV/0! | #DIV/0! | #DIV/0! | #DIV/0! | #DIV/0! | #DIV/0! | #DIV/0! | #DIV/0! | #DIV/0! | #DIV/0! | #DIV/0! | #DIV/0! | #DIV/0! | #DIV/0! | #DIV/0! | #DIV/0! | #DIV/0! | #DIV/0! | #DIV/0! | #DIV/0! | #DIV/0! | #DIV/0! | #DIV/0! | #DIV/0! | #DIV/0! | #DIV/0! | #DIV/0! | #DIV/0! | #DIV/0! | #DIV/0! | #DIV/0! | #DIV/0! | #DIV/0! | #DIV/0! | #DIV/0! | #DIV/0! | #DIV/0! | #DIV/0! | #DIV/0! | #DIV/0! | #DIV/0! | #DIV/0! | #DIV/0! | #DIV/0! | #DIV/0! | #DIV/0! | #DIV/0! | #DIV/0! | #DIV/0! | #DIV/0!
0 | 0 | 0 | 0 | 0 | 0 | #DIV/0! | #DIV/0! | #DIV/0! | #DIV/0! | #DIV/0! | #DIV/0! | #DIV/0! | #DIV/0! | #DIV/0! | #DIV/0! | #DIV/0! | #DIV/0! | #DIV/0! | #DIV/0! | #DIV/0! | #DIV/0! | #DIV/0! | #DIV/0! | #DIV/0! | #DIV/0! | #DIV/0! | #DIV/0! | #DIV/0! | #DIV/0! | #DIV/0! | #DIV/0! | #DIV/0! | #N/A | #N/A | #DIV/0! | #VALUE! | #N/A | #N/A | #N/A | #N/A | #N/A | #N/A | #VALUE! | #DIV/0! | #DIV/0! | #DIV/0! | #DIV/0! | #DIV/0! | #DIV/0! | #DIV/0! | #DIV/0! | #DIV/0! | #DIV/0! | #DIV/0! | #DIV/0! | #DIV/0! | #DIV/0! | #DIV/0! | #DIV/0! | #DIV/0! | #DIV/0! | #DIV/0! | #DIV/0! | #DIV/0! | #DIV/0! | #DIV/0! | #DIV/0! | #DIV/0! | #DIV/0! | #DIV/0! | #DIV/0! | #DIV/0! | #DIV/0! | #DIV/0! | #DIV/0! | #DIV/0! | #DIV/0! | #DIV/0! | #DIV/0! | #DIV/0! | #DIV/0! | #DIV/0! | #DIV/0! | #DIV/0! | #DIV/0! | #DIV/0! | #DIV/0! | #DIV/0! | #DIV/0! | #DIV/0! | #DIV/0! | #DIV/0! | #DIV/0! | #DIV/0! | #DIV/0! | #DIV/0! | #DIV/0! | #DIV/0! | #DIV/0! | #DIV/0! | #DIV/0! | #DIV/0! | #DIV/0!
0 | 0 | 0 | 0 | 0 | 0 | #DIV/0! | #DIV/0! | #DIV/0! | #DIV/0! | #DIV/0! | #DIV/0! | #DIV/0! | #DIV/0! | #DIV/0! | #DIV/0! | #DIV/0! | #DIV/0! | #DIV/0! | #DIV/0! | #DIV/0! | #DIV/0! | #DIV/0! | #DIV/0! | #DIV/0! | #DIV/0! | #DIV/0! | #DIV/0! | #DIV/0! | #DIV/0! | #DIV/0! | #DIV/0! | #DIV/0! | #N/A | #N/A | #DIV/0! | #VALUE! | #N/A | #N/A | #N/A | #N/A | #N/A | #N/A | #VALUE! | #DIV/0! | #DIV/0! | #DIV/0! | #DIV/0! | #DIV/0! | #DIV/0! | #DIV/0! | #DIV/0! | #DIV/0! | #DIV/0! | #DIV/0! | #DIV/0! | #DIV/0! | #DIV/0! | #DIV/0! | #DIV/0! | #DIV/0! | #DIV/0! | #DIV/0! | #DIV/0! | #DIV/0! | #DIV/0! | #DIV/0! | #DIV/0! | #DIV/0! | #DIV/0! | #DIV/0! | #DIV/0! | #DIV/0! | #DIV/0! | #DIV/0! | #DIV/0! | #DIV/0! | #DIV/0! | #DIV/0! | #DIV/0! | #DIV/0! | #DIV/0! | #DIV/0! | #DIV/0! | #DIV/0! | #DIV/0! | #DIV/0! | #DIV/0! | #DIV/0! | #DIV/0! | #DIV/0! | #DIV/0! | #DIV/0! | #DIV/0! | #DIV/0! | #DIV/0! | #DIV/0! | #DIV/0! | #DIV/0! | #DIV/0! | #DIV/0! | #DIV/0! | #DIV/0! | #DIV/0!
0 | 0 | 0 | 0 | 0 | 0 | #DIV/0! | #DIV/0! | #DIV/0! | #DIV/0! | #DIV/0! | #DIV/0! | #DIV/0! | #DIV/0! | #DIV/0! | #DIV/0! | #DIV/0! | #DIV/0! | #DIV/0! | #DIV/0! | #DIV/0! | #DIV/0! | #DIV/0! | #DIV/0! | #DIV/0! | #DIV/0! | #DIV/0! | #DIV/0! | #DIV/0! | #DIV/0! | #DIV/0! | #DIV/0! | #DIV/0! | #N/A | #N/A | #DIV/0! | #VALUE! | #N/A | #N/A | #N/A | #N/A | #N/A | #N/A | #VALUE! | #DIV/0! | #DIV/0! | #DIV/0! | #DIV/0! | #DIV/0! | #DIV/0! | #DIV/0! | #DIV/0! | #DIV/0! | #DIV/0! | #DIV/0! | #DIV/0! | #DIV/0! | #DIV/0! | #DIV/0! | #DIV/0! | #DIV/0! | #DIV/0! | #DIV/0! | #DIV/0! | #DIV/0! | #DIV/0! | #DIV/0! | #DIV/0! | #DIV/0! | #DIV/0! | #DIV/0! | #DIV/0! | #DIV/0! | #DIV/0! | #DIV/0! | #DIV/0! | #DIV/0! | #DIV/0! | #DIV/0! | #DIV/0! | #DIV/0! | #DIV/0! | #DIV/0! | #DIV/0! | #DIV/0! | #DIV/0! | #DIV/0! | #DIV/0! | #DIV/0! | #DIV/0! | #DIV/0! | #DIV/0! | #DIV/0! | #DIV/0! | #DIV/0! | #DIV/0! | #DIV/0! | #DIV/0! | #DIV/0! | #DIV/0! | #DIV/0! | #DIV/0! | #DIV/0! | #DIV/0!
0 | 0 | 0 | 0 | 0 | 0 | #DIV/0! | #DIV/0! | #DIV/0! | #DIV/0! | #DIV/0! | #DIV/0! | #DIV/0! | #DIV/0! | #DIV/0! | #DIV/0! | #DIV/0! | #DIV/0! | #DIV/0! | #DIV/0! | #DIV/0! | #DIV/0! | #DIV/0! | #DIV/0! | #DIV/0! | #DIV/0! | #DIV/0! | #DIV/0! | #DIV/0! | #DIV/0! | #DIV/0! | #DIV/0! | #DIV/0! | #N/A | #N/A | #DIV/0! | #VALUE! | #N/A | #N/A | #N/A | #N/A | #N/A | #N/A | #VALUE! | #DIV/0! | #DIV/0! | #DIV/0! | #DIV/0! | #DIV/0! | #DIV/0! | #DIV/0! | #DIV/0! | #DIV/0! | #DIV/0! | #DIV/0! | #DIV/0! | #DIV/0! | #DIV/0! | #DIV/0! | #DIV/0! | #DIV/0! | #DIV/0! | #DIV/0! | #DIV/0! | #DIV/0! | #DIV/0! | #DIV/0! | #DIV/0! | #DIV/0! | #DIV/0! | #DIV/0! | #DIV/0! | #DIV/0! | #DIV/0! | #DIV/0! | #DIV/0! | #DIV/0! | #DIV/0! | #DIV/0! | #DIV/0! | #DIV/0! | #DIV/0! | #DIV/0! | #DIV/0! | #DIV/0! | #DIV/0! | #DIV/0! | #DIV/0! | #DIV/0! | #DIV/0! | #DIV/0! | #DIV/0! | #DIV/0! | #DIV/0! | #DIV/0! | #DIV/0! | #DIV/0! | #DIV/0! | #DIV/0! | #DIV/0! | #DIV/0! | #DIV/0! | #DIV/0! | #DIV/0!
0 | 0 | 0 | 0 | 0 | 0 | #DIV/0! | #DIV/0! | #DIV/0! | #DIV/0! | #DIV/0! | #DIV/0! | #DIV/0! | #DIV/0! | #DIV/0! | #DIV/0! | #DIV/0! | #DIV/0! | #DIV/0! | #DIV/0! | #DIV/0! | #DIV/0! | #DIV/0! | #DIV/0! | #DIV/0! | #DIV/0! | #DIV/0! | #DIV/0! | #DIV/0! | #DIV/0! | #DIV/0! | #DIV/0! | #DIV/0! | #N/A | #N/A | #DIV/0! | #VALUE! | #N/A | #N/A | #N/A | #N/A | #N/A | #N/A | #VALUE! | #DIV/0! | #DIV/0! | #DIV/0! | #DIV/0! | #DIV/0! | #DIV/0! | #DIV/0! | #DIV/0! | #DIV/0! | #DIV/0! | #DIV/0! | #DIV/0! | #DIV/0! | #DIV/0! | #DIV/0! | #DIV/0! | #DIV/0! | #DIV/0! | #DIV/0! | #DIV/0! | #DIV/0! | #DIV/0! | #DIV/0! | #DIV/0! | #DIV/0! | #DIV/0! | #DIV/0! | #DIV/0! | #DIV/0! | #DIV/0! | #DIV/0! | #DIV/0! | #DIV/0! | #DIV/0! | #DIV/0! | #DIV/0! | #DIV/0! | #DIV/0! | #DIV/0! | #DIV/0! | #DIV/0! | #DIV/0! | #DIV/0! | #DIV/0! | #DIV/0! | #DIV/0! | #DIV/0! | #DIV/0! | #DIV/0! | #DIV/0! | #DIV/0! | #DIV/0! | #DIV/0! | #DIV/0! | #DIV/0! | #DIV/0! | #DIV/0! | #DIV/0! | #DIV/0! | #DIV/0!
0 | 0 | 0 | 0 | 0 | 0 | #DIV/0! | #DIV/0! | #DIV/0! | #DIV/0! | #DIV/0! | #DIV/0! | #DIV/0! | #DIV/0! | #DIV/0! | #DIV/0! | #DIV/0! | #DIV/0! | #DIV/0! | #DIV/0! | #DIV/0! | #DIV/0! | #DIV/0! | #DIV/0! | #DIV/0! | #DIV/0! | #DIV/0! | #DIV/0! | #DIV/0! | #DIV/0! | #DIV/0! | #DIV/0! | #DIV/0! | #N/A | #N/A | #DIV/0! | #VALUE! | #N/A | #N/A | #N/A | #N/A | #N/A | #N/A | #VALUE! | #DIV/0! | #DIV/0! | #DIV/0! | #DIV/0! | #DIV/0! | #DIV/0! | #DIV/0! | #DIV/0! | #DIV/0! | #DIV/0! | #DIV/0! | #DIV/0! | #DIV/0! | #DIV/0! | #DIV/0! | #DIV/0! | #DIV/0! | #DIV/0! | #DIV/0! | #DIV/0! | #DIV/0! | #DIV/0! | #DIV/0! | #DIV/0! | #DIV/0! | #DIV/0! | #DIV/0! | #DIV/0! | #DIV/0! | #DIV/0! | #DIV/0! | #DIV/0! | #DIV/0! | #DIV/0! | #DIV/0! | #DIV/0! | #DIV/0! | #DIV/0! | #DIV/0! | #DIV/0! | #DIV/0! | #DIV/0! | #DIV/0! | #DIV/0! | #DIV/0! | #DIV/0! | #DIV/0! | #DIV/0! | #DIV/0! | #DIV/0! | #DIV/0! | #DIV/0! | #DIV/0! | #DIV/0! | #DIV/0! | #DIV/0! | #DIV/0! | #DIV/0! | #DIV/0! | #DIV/0!
0 | 0 | 0 | 0 | 0 | 0 | #DIV/0! | #DIV/0! | #DIV/0! | #DIV/0! | #DIV/0! | #DIV/0! | #DIV/0! | #DIV/0! | #DIV/0! | #DIV/0! | #DIV/0! | #DIV/0! | #DIV/0! | #DIV/0! | #DIV/0! | #DIV/0! | #DIV/0! | #DIV/0! | #DIV/0! | #DIV/0! | #DIV/0! | #DIV/0! | #DIV/0! | #DIV/0! | #DIV/0! | #DIV/0! | #DIV/0! | #N/A | #N/A | #DIV/0! | #VALUE! | #N/A | #N/A | #N/A | #N/A | #N/A | #N/A | #VALUE! | #DIV/0! | #DIV/0! | #DIV/0! | #DIV/0! | #DIV/0! | #DIV/0! | #DIV/0! | #DIV/0! | #DIV/0! | #DIV/0! | #DIV/0! | #DIV/0! | #DIV/0! | #DIV/0! | #DIV/0! | #DIV/0! | #DIV/0! | #DIV/0! | #DIV/0! | #DIV/0! | #DIV/0! | #DIV/0! | #DIV/0! | #DIV/0! | #DIV/0! | #DIV/0! | #DIV/0! | #DIV/0! | #DIV/0! | #DIV/0! | #DIV/0! | #DIV/0! | #DIV/0! | #DIV/0! | #DIV/0! | #DIV/0! | #DIV/0! | #DIV/0! | #DIV/0! | #DIV/0! | #DIV/0! | #DIV/0! | #DIV/0! | #DIV/0! | #DIV/0! | #DIV/0! | #DIV/0! | #DIV/0! | #DIV/0! | #DIV/0! | #DIV/0! | #DIV/0! | #DIV/0! | #DIV/0! | #DIV/0! | #DIV/0! | #DIV/0! | #DIV/0! | #DIV/0! | #DIV/0!
0 | 0 | 0 | 0 | 0 | 0 | #DIV/0! | #DIV/0! | #DIV/0! | #DIV/0! | #DIV/0! | #DIV/0! | #DIV/0! | #DIV/0! | #DIV/0! | #DIV/0! | #DIV/0! | #DIV/0! | #DIV/0! | #DIV/0! | #DIV/0! | #DIV/0! | #DIV/0! | #DIV/0! | #DIV/0! | #DIV/0! | #DIV/0! | #DIV/0! | #DIV/0! | #DIV/0! | #DIV/0! | #DIV/0! | #DIV/0! | #N/A | #N/A | #DIV/0! | #VALUE! | #N/A | #N/A | #N/A | #N/A | #N/A | #N/A | #VALUE! | #DIV/0! | #DIV/0! | #DIV/0! | #DIV/0! | #DIV/0! | #DIV/0! | #DIV/0! | #DIV/0! | #DIV/0! | #DIV/0! | #DIV/0! | #DIV/0! | #DIV/0! | #DIV/0! | #DIV/0! | #DIV/0! | #DIV/0! | #DIV/0! | #DIV/0! | #DIV/0! | #DIV/0! | #DIV/0! | #DIV/0! | #DIV/0! | #DIV/0! | #DIV/0! | #DIV/0! | #DIV/0! | #DIV/0! | #DIV/0! | #DIV/0! | #DIV/0! | #DIV/0! | #DIV/0! | #DIV/0! | #DIV/0! | #DIV/0! | #DIV/0! | #DIV/0! | #DIV/0! | #DIV/0! | #DIV/0! | #DIV/0! | #DIV/0! | #DIV/0! | #DIV/0! | #DIV/0! | #DIV/0! | #DIV/0! | #DIV/0! | #DIV/0! | #DIV/0! | #DIV/0! | #DIV/0! | #DIV/0! | #DIV/0! | #DIV/0! | #DIV/0! | #DIV/0! | #DIV/0!
0 | 0 | 0 | 0 | 0 | 0 | #DIV/0! | #DIV/0! | #DIV/0! | #DIV/0! | #DIV/0! | #DIV/0! | #DIV/0! | #DIV/0! | #DIV/0! | #DIV/0! | #DIV/0! | #DIV/0! | #DIV/0! | #DIV/0! | #DIV/0! | #DIV/0! | #DIV/0! | #DIV/0! | #DIV/0! | #DIV/0! | #DIV/0! | #DIV/0! | #DIV/0! | #DIV/0! | #DIV/0! | #DIV/0! | #DIV/0! | #N/A | #N/A | #DIV/0! | #VALUE! | #N/A | #N/A | #N/A | #N/A | #N/A | #N/A | #VALUE! | #DIV/0! | #DIV/0! | #DIV/0! | #DIV/0! | #DIV/0! | #DIV/0! | #DIV/0! | #DIV/0! | #DIV/0! | #DIV/0! | #DIV/0! | #DIV/0! | #DIV/0! | #DIV/0! | #DIV/0! | #DIV/0! | #DIV/0! | #DIV/0! | #DIV/0! | #DIV/0! | #DIV/0! | #DIV/0! | #DIV/0! | #DIV/0! | #DIV/0! | #DIV/0! | #DIV/0! | #DIV/0! | #DIV/0! | #DIV/0! | #DIV/0! | #DIV/0! | #DIV/0! | #DIV/0! | #DIV/0! | #DIV/0! | #DIV/0! | #DIV/0! | #DIV/0! | #DIV/0! | #DIV/0! | #DIV/0! | #DIV/0! | #DIV/0! | #DIV/0! | #DIV/0! | #DIV/0! | #DIV/0! | #DIV/0! | #DIV/0! | #DIV/0! | #DIV/0! | #DIV/0! | #DIV/0! | #DIV/0! | #DIV/0! | #DIV/0! | #DIV/0! | #DIV/0! | #DIV/0!
0 | 0 | 0 | 0 | 0 | 0 | #DIV/0! | #DIV/0! | #DIV/0! | #DIV/0! | #DIV/0! | #DIV/0! | #DIV/0! | #DIV/0! | #DIV/0! | #DIV/0! | #DIV/0! | #DIV/0! | #DIV/0! | #DIV/0! | #DIV/0! | #DIV/0! | #DIV/0! | #DIV/0! | #DIV/0! | #DIV/0! | #DIV/0! | #DIV/0! | #DIV/0! | #DIV/0! | #DIV/0! | #DIV/0! | #DIV/0! | #N/A | #N/A | #DIV/0! | #VALUE! | #N/A | #N/A | #N/A | #N/A | #N/A | #N/A | #VALUE! | #DIV/0! | #DIV/0! | #DIV/0! | #DIV/0! | #DIV/0! | #DIV/0! | #DIV/0! | #DIV/0! | #DIV/0! | #DIV/0! | #DIV/0! | #DIV/0! | #DIV/0! | #DIV/0! | #DIV/0! | #DIV/0! | #DIV/0! | #DIV/0! | #DIV/0! | #DIV/0! | #DIV/0! | #DIV/0! | #DIV/0! | #DIV/0! | #DIV/0! | #DIV/0! | #DIV/0! | #DIV/0! | #DIV/0! | #DIV/0! | #DIV/0! | #DIV/0! | #DIV/0! | #DIV/0! | #DIV/0! | #DIV/0! | #DIV/0! | #DIV/0! | #DIV/0! | #DIV/0! | #DIV/0! | #DIV/0! | #DIV/0! | #DIV/0! | #DIV/0! | #DIV/0! | #DIV/0! | #DIV/0! | #DIV/0! | #DIV/0! | #DIV/0! | #DIV/0! | #DIV/0! | #DIV/0! | #DIV/0! | #DIV/0! | #DIV/0! | #DIV/0! | #DIV/0! | #DIV/0!
0 | 0 | 0 | 0 | 0 | 0 | #DIV/0! | #DIV/0! | #DIV/0! | #DIV/0! | #DIV/0! | #DIV/0! | #DIV/0! | #DIV/0! | #DIV/0! | #DIV/0! | #DIV/0! | #DIV/0! | #DIV/0! | #DIV/0! | #DIV/0! | #DIV/0! | #DIV/0! | #DIV/0! | #DIV/0! | #DIV/0! | #DIV/0! | #DIV/0! | #DIV/0! | #DIV/0! | #DIV/0! | #DIV/0! | #DIV/0! | #N/A | #N/A | #DIV/0! | #VALUE! | #N/A | #N/A | #N/A | #N/A | #N/A | #N/A | #VALUE! | #DIV/0! | #DIV/0! | #DIV/0! | #DIV/0! | #DIV/0! | #DIV/0! | #DIV/0! | #DIV/0! | #DIV/0! | #DIV/0! | #DIV/0! | #DIV/0! | #DIV/0! | #DIV/0! | #DIV/0! | #DIV/0! | #DIV/0! | #DIV/0! | #DIV/0! | #DIV/0! | #DIV/0! | #DIV/0! | #DIV/0! | #DIV/0! | #DIV/0! | #DIV/0! | #DIV/0! | #DIV/0! | #DIV/0! | #DIV/0! | #DIV/0! | #DIV/0! | #DIV/0! | #DIV/0! | #DIV/0! | #DIV/0! | #DIV/0! | #DIV/0! | #DIV/0! | #DIV/0! | #DIV/0! | #DIV/0! | #DIV/0! | #DIV/0! | #DIV/0! | #DIV/0! | #DIV/0! | #DIV/0! | #DIV/0! | #DIV/0! | #DIV/0! | #DIV/0! | #DIV/0! | #DIV/0! | #DIV/0! | #DIV/0! | #DIV/0! | #DIV/0! | #DIV/0! | #DIV/0!
0 | 0 | 0 | 0 | 0 | 0 | #DIV/0! | #DIV/0! | #DIV/0! | #DIV/0! | #DIV/0! | #DIV/0! | #DIV/0! | #DIV/0! | #DIV/0! | #DIV/0! | #DIV/0! | #DIV/0! | #DIV/0! | #DIV/0! | #DIV/0! | #DIV/0! | #DIV/0! | #DIV/0! | #DIV/0! | #DIV/0! | #DIV/0! | #DIV/0! | #DIV/0! | #DIV/0! | #DIV/0! | #DIV/0! | #DIV/0! | #N/A | #N/A | #DIV/0! | #VALUE! | #N/A | #N/A | #N/A | #N/A | #N/A | #N/A | #VALUE! | #DIV/0! | #DIV/0! | #DIV/0! | #DIV/0! | #DIV/0! | #DIV/0! | #DIV/0! | #DIV/0! | #DIV/0! | #DIV/0! | #DIV/0! | #DIV/0! | #DIV/0! | #DIV/0! | #DIV/0! | #DIV/0! | #DIV/0! | #DIV/0! | #DIV/0! | #DIV/0! | #DIV/0! | #DIV/0! | #DIV/0! | #DIV/0! | #DIV/0! | #DIV/0! | #DIV/0! | #DIV/0! | #DIV/0! | #DIV/0! | #DIV/0! | #DIV/0! | #DIV/0! | #DIV/0! | #DIV/0! | #DIV/0! | #DIV/0! | #DIV/0! | #DIV/0! | #DIV/0! | #DIV/0! | #DIV/0! | #DIV/0! | #DIV/0! | #DIV/0! | #DIV/0! | #DIV/0! | #DIV/0! | #DIV/0! | #DIV/0! | #DIV/0! | #DIV/0! | #DIV/0! | #DIV/0! | #DIV/0! | #DIV/0! | #DIV/0! | #DIV/0! | #DIV/0! | #DIV/0!
0 | 0 | 0 | 0 | 0 | 0 | #DIV/0! | #DIV/0! | #DIV/0! | #DIV/0! | #DIV/0! | #DIV/0! | #DIV/0! | #DIV/0! | #DIV/0! | #DIV/0! | #DIV/0! | #DIV/0! | #DIV/0! | #DIV/0! | #DIV/0! | #DIV/0! | #DIV/0! | #DIV/0! | #DIV/0! | #DIV/0! | #DIV/0! | #DIV/0! | #DIV/0! | #DIV/0! | #DIV/0! | #DIV/0! | #DIV/0! | #N/A | #N/A | #DIV/0! | #VALUE! | #N/A | #N/A | #N/A | #N/A | #N/A | #N/A | #VALUE! | #DIV/0! | #DIV/0! | #DIV/0! | #DIV/0! | #DIV/0! | #DIV/0! | #DIV/0! | #DIV/0! | #DIV/0! | #DIV/0! | #DIV/0! | #DIV/0! | #DIV/0! | #DIV/0! | #DIV/0! | #DIV/0! | #DIV/0! | #DIV/0! | #DIV/0! | #DIV/0! | #DIV/0! | #DIV/0! | #DIV/0! | #DIV/0! | #DIV/0! | #DIV/0! | #DIV/0! | #DIV/0! | #DIV/0! | #DIV/0! | #DIV/0! | #DIV/0! | #DIV/0! | #DIV/0! | #DIV/0! | #DIV/0! | #DIV/0! | #DIV/0! | #DIV/0! | #DIV/0! | #DIV/0! | #DIV/0! | #DIV/0! | #DIV/0! | #DIV/0! | #DIV/0! | #DIV/0! | #DIV/0! | #DIV/0! | #DIV/0! | #DIV/0! | #DIV/0! | #DIV/0! | #DIV/0! | #DIV/0! | #DIV/0! | #DIV/0! | #DIV/0! | #DIV/0! | #DIV/0!
0 | 0 | 0 | 0 | 0 | 0 | #DIV/0! | #DIV/0! | #DIV/0! | #DIV/0! | #DIV/0! | #DIV/0! | #DIV/0! | #DIV/0! | #DIV/0! | #DIV/0! | #DIV/0! | #DIV/0! | #DIV/0! | #DIV/0! | #DIV/0! | #DIV/0! | #DIV/0! | #DIV/0! | #DIV/0! | #DIV/0! | #DIV/0! | #DIV/0! | #DIV/0! | #DIV/0! | #DIV/0! | #DIV/0! | #DIV/0! | #N/A | #N/A | #DIV/0! | #VALUE! | #N/A | #N/A | #N/A | #N/A | #N/A | #N/A | #VALUE! | #DIV/0! | #DIV/0! | #DIV/0! | #DIV/0! | #DIV/0! | #DIV/0! | #DIV/0! | #DIV/0! | #DIV/0! | #DIV/0! | #DIV/0! | #DIV/0! | #DIV/0! | #DIV/0! | #DIV/0! | #DIV/0! | #DIV/0! | #DIV/0! | #DIV/0! | #DIV/0! | #DIV/0! | #DIV/0! | #DIV/0! | #DIV/0! | #DIV/0! | #DIV/0! | #DIV/0! | #DIV/0! | #DIV/0! | #DIV/0! | #DIV/0! | #DIV/0! | #DIV/0! | #DIV/0! | #DIV/0! | #DIV/0! | #DIV/0! | #DIV/0! | #DIV/0! | #DIV/0! | #DIV/0! | #DIV/0! | #DIV/0! | #DIV/0! | #DIV/0! | #DIV/0! | #DIV/0! | #DIV/0! | #DIV/0! | #DIV/0! | #DIV/0! | #DIV/0! | #DIV/0! | #DIV/0! | #DIV/0! | #DIV/0! | #DIV/0! | #DIV/0! | #DIV/0! | #DIV/0!
0 | 0 | 0 | 0 | 0 | 0 | #DIV/0! | #DIV/0! | #DIV/0! | #DIV/0! | #DIV/0! | #DIV/0! | #DIV/0! | #DIV/0! | #DIV/0! | #DIV/0! | #DIV/0! | #DIV/0! | #DIV/0! | #DIV/0! | #DIV/0! | #DIV/0! | #DIV/0! | #DIV/0! | #DIV/0! | #DIV/0! | #DIV/0! | #DIV/0! | #DIV/0! | #DIV/0! | #DIV/0! | #DIV/0! | #DIV/0! | #N/A | #N/A | #DIV/0! | #VALUE! | #N/A | #N/A | #N/A | #N/A | #N/A | #N/A | #VALUE! | #DIV/0! | #DIV/0! | #DIV/0! | #DIV/0! | #DIV/0! | #DIV/0! | #DIV/0! | #DIV/0! | #DIV/0! | #DIV/0! | #DIV/0! | #DIV/0! | #DIV/0! | #DIV/0! | #DIV/0! | #DIV/0! | #DIV/0! | #DIV/0! | #DIV/0! | #DIV/0! | #DIV/0! | #DIV/0! | #DIV/0! | #DIV/0! | #DIV/0! | #DIV/0! | #DIV/0! | #DIV/0! | #DIV/0! | #DIV/0! | #DIV/0! | #DIV/0! | #DIV/0! | #DIV/0! | #DIV/0! | #DIV/0! | #DIV/0! | #DIV/0! | #DIV/0! | #DIV/0! | #DIV/0! | #DIV/0! | #DIV/0! | #DIV/0! | #DIV/0! | #DIV/0! | #DIV/0! | #DIV/0! | #DIV/0! | #DIV/0! | #DIV/0! | #DIV/0! | #DIV/0! | #DIV/0! | #DIV/0! | #DIV/0! | #DIV/0! | #DIV/0! | #DIV/0! | #DIV/0!
0 | 0 | 0 | 0 | 0 | 0 | #DIV/0! | #DIV/0! | #DIV/0! | #DIV/0! | #DIV/0! | #DIV/0! | #DIV/0! | #DIV/0! | #DIV/0! | #DIV/0! | #DIV/0! | #DIV/0! | #DIV/0! | #DIV/0! | #DIV/0! | #DIV/0! | #DIV/0! | #DIV/0! | #DIV/0! | #DIV/0! | #DIV/0! | #DIV/0! | #DIV/0! | #DIV/0! | #DIV/0! | #DIV/0! | #DIV/0! | #N/A | #N/A | #DIV/0! | #VALUE! | #N/A | #N/A | #N/A | #N/A | #N/A | #N/A | #VALUE! | #DIV/0! | #DIV/0! | #DIV/0! | #DIV/0! | #DIV/0! | #DIV/0! | #DIV/0! | #DIV/0! | #DIV/0! | #DIV/0! | #DIV/0! | #DIV/0! | #DIV/0! | #DIV/0! | #DIV/0! | #DIV/0! | #DIV/0! | #DIV/0! | #DIV/0! | #DIV/0! | #DIV/0! | #DIV/0! | #DIV/0! | #DIV/0! | #DIV/0! | #DIV/0! | #DIV/0! | #DIV/0! | #DIV/0! | #DIV/0! | #DIV/0! | #DIV/0! | #DIV/0! | #DIV/0! | #DIV/0! | #DIV/0! | #DIV/0! | #DIV/0! | #DIV/0! | #DIV/0! | #DIV/0! | #DIV/0! | #DIV/0! | #DIV/0! | #DIV/0! | #DIV/0! | #DIV/0! | #DIV/0! | #DIV/0! | #DIV/0! | #DIV/0! | #DIV/0! | #DIV/0! | #DIV/0! | #DIV/0! | #DIV/0! | #DIV/0! | #DIV/0! | #DIV/0! | #DIV/0!
0 | 0 | 0 | 0 | 0 | 0 | #DIV/0! | #DIV/0! | #DIV/0! | #DIV/0! | #DIV/0! | #DIV/0! | #DIV/0! | #DIV/0! | #DIV/0! | #DIV/0! | #DIV/0! | #DIV/0! | #DIV/0! | #DIV/0! | #DIV/0! | #DIV/0! | #DIV/0! | #DIV/0! | #DIV/0! | #DIV/0! | #DIV/0! | #DIV/0! | #DIV/0! | #DIV/0! | #DIV/0! | #DIV/0! | #DIV/0! | #N/A | #N/A | #DIV/0! | #VALUE! | #N/A | #N/A | #N/A | #N/A | #N/A | #N/A | #VALUE! | #DIV/0! | #DIV/0! | #DIV/0! | #DIV/0! | #DIV/0! | #DIV/0! | #DIV/0! | #DIV/0! | #DIV/0! | #DIV/0! | #DIV/0! | #DIV/0! | #DIV/0! | #DIV/0! | #DIV/0! | #DIV/0! | #DIV/0! | #DIV/0! | #DIV/0! | #DIV/0! | #DIV/0! | #DIV/0! | #DIV/0! | #DIV/0! | #DIV/0! | #DIV/0! | #DIV/0! | #DIV/0! | #DIV/0! | #DIV/0! | #DIV/0! | #DIV/0! | #DIV/0! | #DIV/0! | #DIV/0! | #DIV/0! | #DIV/0! | #DIV/0! | #DIV/0! | #DIV/0! | #DIV/0! | #DIV/0! | #DIV/0! | #DIV/0! | #DIV/0! | #DIV/0! | #DIV/0! | #DIV/0! | #DIV/0! | #DIV/0! | #DIV/0! | #DIV/0! | #DIV/0! | #DIV/0! | #DIV/0! | #DIV/0! | #DIV/0! | #DIV/0! | #DIV/0! | #DIV/0!
(1) sound attenuator of length 1250 mm | #VALUE! | 0 | 0 | 0 | 0 | #DIV/0! | #DIV/0! | #DIV/0! | #DIV/0! | #DIV/0! | #DIV/0! | #DIV/0! | #DIV/0! | #DIV/0! | #DIV/0! | #DIV/0! | #DIV/0! | #DIV/0! | #DIV/0! | #DIV/0! | #DIV/0! | #DIV/0! | #DIV/0! | #DIV/0! | #DIV/0! | #DIV/0! | #DIV/0! | #DIV/0! | #DIV/0! | #DIV/0! | #DIV/0! | #VALUE! | #N/A | #N/A | #VALUE! | #VALUE! | #N/A | #N/A | #N/A | #N/A | #N/A | #N/A | #VALUE! | #VALUE! | #VALUE! | #VALUE! | #VALUE! | #VALUE! | #VALUE! | #VALUE! | #VALUE! | #DIV/0! | #DIV/0! | #DIV/0! | #DIV/0! | #DIV/0! | #DIV/0! | #DIV/0! | #DIV/0! | #DIV/0! | #DIV/0! | #DIV/0! | #DIV/0! | #DIV/0! | #DIV/0! | #DIV/0! | #DIV/0! | #DIV/0! | #DIV/0! | #DIV/0! | #DIV/0! | #DIV/0! | #DIV/0! | #DIV/0! | #DIV/0! | #DIV/0! | #DIV/0! | #DIV/0! | #DIV/0! | #DIV/0! | #DIV/0! | #DIV/0! | #DIV/0! | #DIV/0! | #DIV/0! | #DIV/0! | #DIV/0! | #DIV/0! | #DIV/0! | #DIV/0! | #DIV/0! | #DIV/0! | #DIV/0! | #DIV/0! | #DIV/0! | #DIV/0! | #DIV/0! | #DIV/0! | #DIV/0! | #DIV/0! | #DIV/0! | #DIV/0! | #DIV/0!
(2) pressure loss with open blades | #VALUE! | 0 | 0 | 0 | 0 | #DIV/0! | #DIV/0! | #DIV/0! | #DIV/0! | #DIV/0! | #DIV/0! | #DIV/0! | #DIV/0! | #DIV/0! | #DIV/0! | #DIV/0! | #DIV/0! | #DIV/0! | #DIV/0! | #DIV/0! | #DIV/0! | #DIV/0! | #DIV/0! | #DIV/0! | #DIV/0! | #DIV/0! | #DIV/0! | #DIV/0! | #DIV/0! | #DIV/0! | #DIV/0! | #VALUE! | #N/A | #N/A | #VALUE! | #VALUE! | #N/A | #N/A | #N/A | #N/A | #N/A | #N/A | #VALUE! | #VALUE! | #VALUE! | #VALUE! | #VALUE! | #VALUE! | #VALUE! | #VALUE! | #VALUE! | #DIV/0! | #DIV/0! | #DIV/0! | #DIV/0! | #DIV/0! | #DIV/0! | #DIV/0! | #DIV/0! | #DIV/0! | #DIV/0! | #DIV/0! | #DIV/0! | #DIV/0! | #DIV/0! | #DIV/0! | #DIV/0! | #DIV/0! | #DIV/0! | #DIV/0! | #DIV/0! | #DIV/0! | #DIV/0! | #DIV/0! | #DIV/0! | #DIV/0! | #DIV/0! | #DIV/0! | #DIV/0! | #DIV/0! | #DIV/0! | #DIV/0! | #DIV/0! | #DIV/0! | #DIV/0! | #DIV/0! | #DIV/0! | #DIV/0! | #DIV/0! | #DIV/0! | #DIV/0! | #DIV/0! | #DIV/0! | #DIV/0! | #DIV/0! | #DIV/0! | #DIV/0! | #DIV/0! | #DIV/0! | #DIV/0! | #DIV/0! | #DIV/0! | #DIV/0!
(3) VAV with downstream 3 m unlined duct + 90° bend | #VALUE! | 0 | 0 | 0 | 0 | #DIV/0! | #DIV/0! | #DIV/0! | #DIV/0! | #DIV/0! | #DIV/0! | #DIV/0! | #DIV/0! | #DIV/0! | #DIV/0! | #DIV/0! | #DIV/0! | #DIV/0! | #DIV/0! | #DIV/0! | #DIV/0! | #DIV/0! | #DIV/0! | #DIV/0! | #DIV/0! | #DIV/0! | #DIV/0! | #DIV/0! | #DIV/0! | #DIV/0! | #DIV/0! | #VALUE! | #N/A | #N/A | #VALUE! | #VALUE! | #N/A | #N/A | #N/A | #N/A | #N/A | #N/A | #VALUE! | #VALUE! | #VALUE! | #VALUE! | #VALUE! | #VALUE! | #VALUE! | #VALUE! | #VALUE! | #DIV/0! | #DIV/0! | #DIV/0! | #DIV/0! | #DIV/0! | #DIV/0! | #DIV/0! | #DIV/0! | #DIV/0! | #DIV/0! | #DIV/0! | #DIV/0! | #DIV/0! | #DIV/0! | #DIV/0! | #DIV/0! | #DIV/0! | #DIV/0! | #DIV/0! | #DIV/0! | #DIV/0! | #DIV/0! | #DIV/0! | #DIV/0! | #DIV/0! | #DIV/0! | #DIV/0! | #DIV/0! | #DIV/0! | #DIV/0! | #DIV/0! | #DIV/0! | #DIV/0! | #DIV/0! | #DIV/0! | #DIV/0! | #DIV/0! | #DIV/0! | #DIV/0! | #DIV/0! | #DIV/0! | #DIV/0! | #DIV/0! | #DIV/0! | #DIV/0! | #DIV/0! | #DIV/0! | #DIV/0! | #DIV/0! | #DIV/0! | #DIV/0! | #DIV/0!
#REF! | #REF! | 0 | 0 | 0 | 0 | #DIV/0! | #DIV/0! | #DIV/0! | #DIV/0! | #DIV/0! | #DIV/0! | #DIV/0! | #DIV/0! | #DIV/0! | #DIV/0! | #DIV/0! | #DIV/0! | #DIV/0! | #DIV/0! | #DIV/0! | #DIV/0! | #DIV/0! | #DIV/0! | #DIV/0! | #DIV/0! | #DIV/0! | #DIV/0! | #DIV/0! | #DIV/0! | #DIV/0! | #DIV/0! | #REF! | #N/A | #N/A | #REF! | #VALUE! | #N/A | #N/A | #N/A | #N/A | #N/A | #N/A | #VALUE! | #REF! | #REF! | #REF! | #REF! | #REF! | #REF! | #REF! | #REF! | #DIV/0! | #DIV/0! | #DIV/0! | #DIV/0! | #DIV/0! | #DIV/0! | #DIV/0! | #DIV/0! | #DIV/0! | #DIV/0! | #DIV/0! | #DIV/0! | #DIV/0! | #DIV/0! | #DIV/0! | #DIV/0! | #DIV/0! | #DIV/0! | #DIV/0! | #DIV/0! | #DIV/0! | #DIV/0! | #DIV/0! | #DIV/0! | #DIV/0! | #DIV/0! | #DIV/0! | #DIV/0! | #DIV/0! | #DIV/0! | #DIV/0! | #DIV/0! | #DIV/0! | #DIV/0! | #DIV/0! | #DIV/0! | #DIV/0! | #DIV/0! | #DIV/0! | #DIV/0! | #DIV/0! | #DIV/0! | #DIV/0! | #DIV/0! | #DIV/0! | #DIV/0! | #DIV/0! | #DIV/0! | #DIV/0! | #DIV/0! | #DIV/0! | #DIV/0!
0 | #REF! | 0 | 0 | 0 | 0 | #DIV/0! | #DIV/0! | #DIV/0! | #DIV/0! | #DIV/0! | #DIV/0! | #DIV/0! | #DIV/0! | #DIV/0! | #DIV/0! | #DIV/0! | #DIV/0! | #DIV/0! | #DIV/0! | #DIV/0! | #DIV/0! | #DIV/0! | #DIV/0! | #DIV/0! | #DIV/0! | #DIV/0! | #DIV/0! | #DIV/0! | #DIV/0! | #DIV/0! | #DIV/0! | #REF! | #N/A | #N/A | #REF! | #VALUE! | #N/A | #N/A | #N/A | #N/A | #N/A | #N/A | #VALUE! | #REF! | #REF! | #REF! | #REF! | #REF! | #REF! | #REF! | #REF! | #DIV/0! | #DIV/0! | #DIV/0! | #DIV/0! | #DIV/0! | #DIV/0! | #DIV/0! | #DIV/0! | #DIV/0! | #DIV/0! | #DIV/0! | #DIV/0! | #DIV/0! | #DIV/0! | #DIV/0! | #DIV/0! | #DIV/0! | #DIV/0! | #DIV/0! | #DIV/0! | #DIV/0! | #DIV/0! | #DIV/0! | #DIV/0! | #DIV/0! | #DIV/0! | #DIV/0! | #DIV/0! | #DIV/0! | #DIV/0! | #DIV/0! | #DIV/0! | #DIV/0! | #DIV/0! | #DIV/0! | #DIV/0! | #DIV/0! | #DIV/0! | #DIV/0! | #DIV/0! | #DIV/0! | #DIV/0! | #DIV/0! | #DIV/0! | #DIV/0! | #DIV/0! | #DIV/0! | #DIV/0! | #DIV/0! | #DIV/0! | #DIV/0! | #DIV/0!
0 | 0 | 0 | 0 | 0 | 0 | #DIV/0! | #DIV/0! | #DIV/0! | #DIV/0! | #DIV/0! | #DIV/0! | #DIV/0! | #DIV/0! | #DIV/0! | #DIV/0! | #DIV/0! | #DIV/0! | #DIV/0! | #DIV/0! | #DIV/0! | #DIV/0! | #DIV/0! | #DIV/0! | #DIV/0! | #DIV/0! | #DIV/0! | #DIV/0! | #DIV/0! | #DIV/0! | #DIV/0! | #DIV/0! | #DIV/0! | #N/A | #N/A | #DIV/0! | #VALUE! | #N/A | #N/A | #N/A | #N/A | #N/A | #N/A | #VALUE! | #DIV/0! | #DIV/0! | #DIV/0! | #DIV/0! | #DIV/0! | #DIV/0! | #DIV/0! | #DIV/0! | #DIV/0! | #DIV/0! | #DIV/0! | #DIV/0! | #DIV/0! | #DIV/0! | #DIV/0! | #DIV/0! | #DIV/0! | #DIV/0! | #DIV/0! | #DIV/0! | #DIV/0! | #DIV/0! | #DIV/0! | #DIV/0! | #DIV/0! | #DIV/0! | #DIV/0! | #DIV/0! | #DIV/0! | #DIV/0! | #DIV/0! | #DIV/0! | #DIV/0! | #DIV/0! | #DIV/0! | #DIV/0! | #DIV/0! | #DIV/0! | #DIV/0! | #DIV/0! | #DIV/0! | #DIV/0! | #DIV/0! | #DIV/0! | #DIV/0! | #DIV/0! | #DIV/0! | #DIV/0! | #DIV/0! | #DIV/0! | #DIV/0! | #DIV/0! | #DIV/0! | #DIV/0! | #DIV/0! | #DIV/0! | #DIV/0! | #DIV/0! | #DIV/0! | #DIV/0!
#REF! | #REF! | #REF! | #REF! | #REF! | #REF! | #REF! | #REF! | #REF! | #REF! | #REF! | #REF! | #REF! | #REF! | #REF! | #REF! | #REF! | #REF! | #REF! | #REF! | #REF! | #REF! | #REF! | #REF! | #REF! | #REF! | #REF! | #REF! | #REF! | #REF! | #REF! | #REF! | #REF! | #REF! | #REF! | #REF! | #VALUE! | #REF! | #REF! | #REF! | #REF! | #REF! | #REF! | #VALUE! | #REF! | #REF! | #REF! | #REF! | #REF! | #REF! | #REF! | #REF! | #REF! | #REF! | #REF! | #REF! | #REF! | #REF! | #REF! | #REF! | #REF! | #REF! | #REF! | #REF! | #REF! | #REF! | #REF! | #REF! | #REF! | #REF! | #REF! | #REF! | #REF! | #REF! | #REF! | #REF! | #REF! | #REF! | #REF! | #REF! | #REF! | #REF! | #REF! | #REF! | #REF! | #REF! | #REF! | #REF! | #REF! | #REF! | #REF! | #REF! | #REF! | #REF! | #REF! | #REF! | #REF! | #REF! | #REF! | #REF! | #REF! | #REF! | #REF! | #REF!
0 | #REF! | 0 | 0 | 0 | 0 | #DIV/0! | #DIV/0! | #DIV/0! | #DIV/0! | #DIV/0! | #DIV/0! | #DIV/0! | #DIV/0! | #DIV/0! | #DIV/0! | #DIV/0! | #DIV/0! | #DIV/0! | #DIV/0! | #DIV/0! | #DIV/0! | #DIV/0! | #DIV/0! | #DIV/0! | #DIV/0! | #DIV/0! | #DIV/0! | #DIV/0! | #DIV/0! | #DIV/0! | #DIV/0! | #REF! | #N/A | #N/A | #REF! | #VALUE! | #N/A | #N/A | #N/A | #N/A | #N/A | #N/A | #VALUE! | #REF! | #REF! | #REF! | #REF! | #REF! | #REF! | #REF! | #REF! | #DIV/0! | #DIV/0! | #DIV/0! | #DIV/0! | #DIV/0! | #DIV/0! | #DIV/0! | #DIV/0! | #DIV/0! | #DIV/0! | #DIV/0! | #DIV/0! | #DIV/0! | #DIV/0! | #DIV/0! | #DIV/0! | #DIV/0! | #DIV/0! | #DIV/0! | #DIV/0! | #DIV/0! | #DIV/0! | #DIV/0! | #DIV/0! | #DIV/0! | #DIV/0! | #DIV/0! | #DIV/0! | #DIV/0! | #DIV/0! | #DIV/0! | #DIV/0! | #DIV/0! | #DIV/0! | #DIV/0! | #DIV/0! | #DIV/0! | #DIV/0! | #DIV/0! | #DIV/0! | #DIV/0! | #DIV/0! | #DIV/0! | #DIV/0! | #DIV/0! | #DIV/0! | #DIV/0! | #DIV/0! | #DIV/0! | #DIV/0! | #DIV/0! | #DIV/0!
#REF! | #REF! | #REF! | #REF! | #REF! | #REF! | #REF! | #REF! | #REF! | #REF! | #REF! | #REF! | #REF! | #REF! | #REF! | #REF! | #REF! | #REF! | #REF! | #REF! | #REF! | #REF! | #REF! | #REF! | #REF! | #REF! | #REF! | #REF! | #REF! | #REF! | #REF! | #REF! | #REF! | #REF! | #REF! | #REF! | #VALUE! | #REF! | #REF! | #REF! | #REF! | #REF! | #REF! | #VALUE! | #REF! | #REF! | #REF! | #REF! | #REF! | #REF! | #REF! | #REF! | #REF! | #REF! | #REF! | #REF! | #REF! | #REF! | #REF! | #REF! | #REF! | #REF! | #REF! | #REF! | #REF! | #REF! | #REF! | #REF! | #REF! | #REF! | #REF! | #REF! | #REF! | #REF! | #REF! | #REF! | #REF! | #REF! | #REF! | #REF! | #REF! | #REF! | #REF! | #REF! | #REF! | #REF! | #REF! | #REF! | #REF! | #REF! | #REF! | #REF! | #REF! | #REF! | #REF! | #REF! | #REF! | #REF! | #REF! | #REF! | #REF! | #REF! | #REF! | #REF!
#REF! | #REF! | #REF! | #REF! | #REF! | #REF! | #REF! | #REF! | #REF! | #REF! | #REF! | #REF! | #REF! | #REF! | #REF! | #REF! | #REF! | #REF! | #REF! | #REF! | #REF! | #REF! | #REF! | #REF! | #REF! | #REF! | #REF! | #REF! | #REF! | #REF! | #REF! | #REF! | #REF! | #REF! | #REF! | #REF! | #VALUE! | #REF! | #REF! | #REF! | #REF! | #REF! | #REF! | #VALUE! | #REF! | #REF! | #REF! | #REF! | #REF! | #REF! | #REF! | #REF! | #REF! | #REF! | #REF! | #REF! | #REF! | #REF! | #REF! | #REF! | #REF! | #REF! | #REF! | #REF! | #REF! | #REF! | #REF! | #REF! | #REF! | #REF! | #REF! | #REF! | #REF! | #REF! | #REF! | #REF! | #REF! | #REF! | #REF! | #REF! | #REF! | #REF! | #REF! | #REF! | #REF! | #REF! | #REF! | #REF! | #REF! | #REF! | #REF! | #REF! | #REF! | #REF! | #REF! | #REF! | #REF! | #REF! | #REF! | #REF! | #REF! | #REF! | #REF! | #REF!
0 | #REF! | 0 | 0 | 0 | 0 | #DIV/0! | #DIV/0! | #DIV/0! | #DIV/0! | #DIV/0! | #DIV/0! | #DIV/0! | #DIV/0! | #DIV/0! | #DIV/0! | #DIV/0! | #DIV/0! | #DIV/0! | #DIV/0! | #DIV/0! | #DIV/0! | #DIV/0! | #DIV/0! | #DIV/0! | #DIV/0! | #DIV/0! | #DIV/0! | #DIV/0! | #DIV/0! | #DIV/0! | #DIV/0! | #REF! | #N/A | #N/A | #REF! | #VALUE! | #N/A | #N/A | #N/A | #N/A | #N/A | #N/A | #VALUE! | #REF! | #REF! | #REF! | #REF! | #REF! | #REF! | #REF! | #REF! | #DIV/0! | #DIV/0! | #DIV/0! | #DIV/0! | #DIV/0! | #DIV/0! | #DIV/0! | #DIV/0! | #DIV/0! | #DIV/0! | #DIV/0! | #DIV/0! | #DIV/0! | #DIV/0! | #DIV/0! | #DIV/0! | #DIV/0! | #DIV/0! | #DIV/0! | #DIV/0! | #DIV/0! | #DIV/0! | #DIV/0! | #DIV/0! | #DIV/0! | #DIV/0! | #DIV/0! | #DIV/0! | #DIV/0! | #DIV/0! | #DIV/0! | #DIV/0! | #DIV/0! | #DIV/0! | #DIV/0! | #DIV/0! | #DIV/0! | #DIV/0! | #DIV/0! | #DIV/0! | #DIV/0! | #DIV/0! | #DIV/0! | #DIV/0! | #DIV/0! | #DIV/0! | #DIV/0! | #DIV/0! | #DIV/0! | #DIV/0! | #DIV/0! | #DIV/0!
0 | 0 | 0 | 0 | 0 | 0 | #DIV/0! | #DIV/0! | #DIV/0! | #DIV/0! | #DIV/0! | #DIV/0! | #DIV/0! | #DIV/0! | #DIV/0! | #DIV/0! | #DIV/0! | #DIV/0! | #DIV/0! | #DIV/0! | #DIV/0! | #DIV/0! | #DIV/0! | #DIV/0! | #DIV/0! | #DIV/0! | #DIV/0! | #DIV/0! | #DIV/0! | #DIV/0! | #DIV/0! | #DIV/0! | #DIV/0! | #N/A | #N/A | #DIV/0! | #VALUE! | #N/A | #N/A | #N/A | #N/A | #N/A | #N/A | #VALUE! | #DIV/0! | #DIV/0! | #DIV/0! | #DIV/0! | #DIV/0! | #DIV/0! | #DIV/0! | #DIV/0! | #DIV/0! | #DIV/0! | #DIV/0! | #DIV/0! | #DIV/0! | #DIV/0! | #DIV/0! | #DIV/0! | #DIV/0! | #DIV/0! | #DIV/0! | #DIV/0! | #DIV/0! | #DIV/0! | #DIV/0! | #DIV/0! | #DIV/0! | #DIV/0! | #DIV/0! | #DIV/0! | #DIV/0! | #DIV/0! | #DIV/0! | #DIV/0! | #DIV/0! | #DIV/0! | #DIV/0! | #DIV/0! | #DIV/0! | #DIV/0! | #DIV/0! | #DIV/0! | #DIV/0! | #DIV/0! | #DIV/0! | #DIV/0! | #DIV/0! | #DIV/0! | #DIV/0! | #DIV/0! | #DIV/0! | #DIV/0! | #DIV/0! | #DIV/0! | #DIV/0! | #DIV/0! | #DIV/0! | #DIV/0! | #DIV/0! | #DIV/0! | #DIV/0! | #DIV/0!
0 | 0 | 0 | 0 | 0 | 0 | #DIV/0! | #DIV/0! | #DIV/0! | #DIV/0! | #DIV/0! | #DIV/0! | #DIV/0! | #DIV/0! | #DIV/0! | #DIV/0! | #DIV/0! | #DIV/0! | #DIV/0! | #DIV/0! | #DIV/0! | #DIV/0! | #DIV/0! | #DIV/0! | #DIV/0! | #DIV/0! | #DIV/0! | #DIV/0! | #DIV/0! | #DIV/0! | #DIV/0! | #DIV/0! | #DIV/0! | #N/A | #N/A | #DIV/0! | #VALUE! | #N/A | #N/A | #N/A | #N/A | #N/A | #N/A | #VALUE! | #DIV/0! | #DIV/0! | #DIV/0! | #DIV/0! | #DIV/0! | #DIV/0! | #DIV/0! | #DIV/0! | #DIV/0! | #DIV/0! | #DIV/0! | #DIV/0! | #DIV/0! | #DIV/0! | #DIV/0! | #DIV/0! | #DIV/0! | #DIV/0! | #DIV/0! | #DIV/0! | #DIV/0! | #DIV/0! | #DIV/0! | #DIV/0! | #DIV/0! | #DIV/0! | #DIV/0! | #DIV/0! | #DIV/0! | #DIV/0! | #DIV/0! | #DIV/0! | #DIV/0! | #DIV/0! | #DIV/0! | #DIV/0! | #DIV/0! | #DIV/0! | #DIV/0! | #DIV/0! | #DIV/0! | #DIV/0! | #DIV/0! | #DIV/0! | #DIV/0! | #DIV/0! | #DIV/0! | #DIV/0! | #DIV/0! | #DIV/0! | #DIV/0! | #DIV/0! | #DIV/0! | #DIV/0! | #DIV/0! | #DIV/0! | #DIV/0! | #DIV/0! | #DIV/0! | #DIV/0!
0 | 0 | 0 | 0 | 0 | 0 | #DIV/0! | #DIV/0! | #DIV/0! | #DIV/0! | #DIV/0! | #DIV/0! | #DIV/0! | #DIV/0! | #DIV/0! | #DIV/0! | #DIV/0! | #DIV/0! | #DIV/0! | #DIV/0! | #DIV/0! | #DIV/0! | #DIV/0! | #DIV/0! | #DIV/0! | #DIV/0! | #DIV/0! | #DIV/0! | #DIV/0! | #DIV/0! | #DIV/0! | #DIV/0! | #DIV/0! | #N/A | #N/A | #DIV/0! | #VALUE! | #N/A | #N/A | #N/A | #N/A | #N/A | #N/A | #VALUE! | #DIV/0! | #DIV/0! | #DIV/0! | #DIV/0! | #DIV/0! | #DIV/0! | #DIV/0! | #DIV/0! | #DIV/0! | #DIV/0! | #DIV/0! | #DIV/0! | #DIV/0! | #DIV/0! | #DIV/0! | #DIV/0! | #DIV/0! | #DIV/0! | #DIV/0! | #DIV/0! | #DIV/0! | #DIV/0! | #DIV/0! | #DIV/0! | #DIV/0! | #DIV/0! | #DIV/0! | #DIV/0! | #DIV/0! | #DIV/0! | #DIV/0! | #DIV/0! | #DIV/0! | #DIV/0! | #DIV/0! | #DIV/0! | #DIV/0! | #DIV/0! | #DIV/0! | #DIV/0! | #DIV/0! | #DIV/0! | #DIV/0! | #DIV/0! | #DIV/0! | #DIV/0! | #DIV/0! | #DIV/0! | #DIV/0! | #DIV/0! | #DIV/0! | #DIV/0! | #DIV/0! | #DIV/0! | #DIV/0! | #DIV/0! | #DIV/0! | #DIV/0! | #DIV/0! | #DIV/0!
0 | 0 | 0 | 0 | 0 | 0 | #DIV/0! | #DIV/0! | #DIV/0! | #DIV/0! | #DIV/0! | #DIV/0! | #DIV/0! | #DIV/0! | #DIV/0! | #DIV/0! | #DIV/0! | #DIV/0! | #DIV/0! | #DIV/0! | #DIV/0! | #DIV/0! | #DIV/0! | #DIV/0! | #DIV/0! | #DIV/0! | #DIV/0! | #DIV/0! | #DIV/0! | #DIV/0! | #DIV/0! | #DIV/0! | #DIV/0! | #N/A | #N/A | #DIV/0! | #VALUE! | #N/A | #N/A | #N/A | #N/A | #N/A | #N/A | #VALUE! | #DIV/0! | #DIV/0! | #DIV/0! | #DIV/0! | #DIV/0! | #DIV/0! | #DIV/0! | #DIV/0! | #DIV/0! | #DIV/0! | #DIV/0! | #DIV/0! | #DIV/0! | #DIV/0! | #DIV/0! | #DIV/0! | #DIV/0! | #DIV/0! | #DIV/0! | #DIV/0! | #DIV/0! | #DIV/0! | #DIV/0! | #DIV/0! | #DIV/0! | #DIV/0! | #DIV/0! | #DIV/0! | #DIV/0! | #DIV/0! | #DIV/0! | #DIV/0! | #DIV/0! | #DIV/0! | #DIV/0! | #DIV/0! | #DIV/0! | #DIV/0! | #DIV/0! | #DIV/0! | #DIV/0! | #DIV/0! | #DIV/0! | #DIV/0! | #DIV/0! | #DIV/0! | #DIV/0! | #DIV/0! | #DIV/0! | #DIV/0! | #DIV/0! | #DIV/0! | #DIV/0! | #DIV/0! | #DIV/0! | #DIV/0! | #DIV/0! | #DIV/0! | #DIV/0! | #DIV/0!
0 | 0 | 0 | 0 | 0 | 0 | #DIV/0! | #DIV/0! | #DIV/0! | #DIV/0! | #DIV/0! | #DIV/0! | #DIV/0! | #DIV/0! | #DIV/0! | #DIV/0! | #DIV/0! | #DIV/0! | #DIV/0! | #DIV/0! | #DIV/0! | #DIV/0! | #DIV/0! | #DIV/0! | #DIV/0! | #DIV/0! | #DIV/0! | #DIV/0! | #DIV/0! | #DIV/0! | #DIV/0! | #DIV/0! | #DIV/0! | #N/A | #N/A | #DIV/0! | #VALUE! | #N/A | #N/A | #N/A | #N/A | #N/A | #N/A | #VALUE! | #DIV/0! | #DIV/0! | #DIV/0! | #DIV/0! | #DIV/0! | #DIV/0! | #DIV/0! | #DIV/0! | #DIV/0! | #DIV/0! | #DIV/0! | #DIV/0! | #DIV/0! | #DIV/0! | #DIV/0! | #DIV/0! | #DIV/0! | #DIV/0! | #DIV/0! | #DIV/0! | #DIV/0! | #DIV/0! | #DIV/0! | #DIV/0! | #DIV/0! | #DIV/0! | #DIV/0! | #DIV/0! | #DIV/0! | #DIV/0! | #DIV/0! | #DIV/0! | #DIV/0! | #DIV/0! | #DIV/0! | #DIV/0! | #DIV/0! | #DIV/0! | #DIV/0! | #DIV/0! | #DIV/0! | #DIV/0! | #DIV/0! | #DIV/0! | #DIV/0! | #DIV/0! | #DIV/0! | #DIV/0! | #DIV/0! | #DIV/0! | #DIV/0! | #DIV/0! | #DIV/0! | #DIV/0! | #DIV/0! | #DIV/0! | #DIV/0! | #DIV/0! | #DIV/0! | #DIV/0!
0 | 0 | 0 | 0 | 0 | 0 | #DIV/0! | #DIV/0! | #DIV/0! | #DIV/0! | #DIV/0! | #DIV/0! | #DIV/0! | #DIV/0! | #DIV/0! | #DIV/0! | #DIV/0! | #DIV/0! | #DIV/0! | #DIV/0! | #DIV/0! | #DIV/0! | #DIV/0! | #DIV/0! | #DIV/0! | #DIV/0! | #DIV/0! | #DIV/0! | #DIV/0! | #DIV/0! | #DIV/0! | #DIV/0! | #DIV/0! | #N/A | #N/A | #DIV/0! | #VALUE! | #N/A | #N/A | #N/A | #N/A | #N/A | #N/A | #VALUE! | #DIV/0! | #DIV/0! | #DIV/0! | #DIV/0! | #DIV/0! | #DIV/0! | #DIV/0! | #DIV/0! | #DIV/0! | #DIV/0! | #DIV/0! | #DIV/0! | #DIV/0! | #DIV/0! | #DIV/0! | #DIV/0! | #DIV/0! | #DIV/0! | #DIV/0! | #DIV/0! | #DIV/0! | #DIV/0! | #DIV/0! | #DIV/0! | #DIV/0! | #DIV/0! | #DIV/0! | #DIV/0! | #DIV/0! | #DIV/0! | #DIV/0! | #DIV/0! | #DIV/0! | #DIV/0! | #DIV/0! | #DIV/0! | #DIV/0! | #DIV/0! | #DIV/0! | #DIV/0! | #DIV/0! | #DIV/0! | #DIV/0! | #DIV/0! | #DIV/0! | #DIV/0! | #DIV/0! | #DIV/0! | #DIV/0! | #DIV/0! | #DIV/0! | #DIV/0! | #DIV/0! | #DIV/0! | #DIV/0! | #DIV/0! | #DIV/0! | #DIV/0! | #DIV/0! | #DIV/0!
0 | 0 | 0 | 0 | 0 | 0 | #DIV/0! | #DIV/0! | #DIV/0! | #DIV/0! | #DIV/0! | #DIV/0! | #DIV/0! | #DIV/0! | #DIV/0! | #DIV/0! | #DIV/0! | #DIV/0! | #DIV/0! | #DIV/0! | #DIV/0! | #DIV/0! | #DIV/0! | #DIV/0! | #DIV/0! | #DIV/0! | #DIV/0! | #DIV/0! | #DIV/0! | #DIV/0! | #DIV/0! | #DIV/0! | #DIV/0! | #N/A | #N/A | #DIV/0! | #VALUE! | #N/A | #N/A | #N/A | #N/A | #N/A | #N/A | #VALUE! | #DIV/0! | #DIV/0! | #DIV/0! | #DIV/0! | #DIV/0! | #DIV/0! | #DIV/0! | #DIV/0! | #DIV/0! | #DIV/0! | #DIV/0! | #DIV/0! | #DIV/0! | #DIV/0! | #DIV/0! | #DIV/0! | #DIV/0! | #DIV/0! | #DIV/0! | #DIV/0! | #DIV/0! | #DIV/0! | #DIV/0! | #DIV/0! | #DIV/0! | #DIV/0! | #DIV/0! | #DIV/0! | #DIV/0! | #DIV/0! | #DIV/0! | #DIV/0! | #DIV/0! | #DIV/0! | #DIV/0! | #DIV/0! | #DIV/0! | #DIV/0! | #DIV/0! | #DIV/0! | #DIV/0! | #DIV/0! | #DIV/0! | #DIV/0! | #DIV/0! | #DIV/0! | #DIV/0! | #DIV/0! | #DIV/0! | #DIV/0! | #DIV/0! | #DIV/0! | #DIV/0! | #DIV/0! | #DIV/0! | #DIV/0! | #DIV/0! | #DIV/0! | #DIV/0! | #DIV/0!
0 | 0 | 0 | 0 | 0 | 0 | #DIV/0! | #DIV/0! | #DIV/0! | #DIV/0! | #DIV/0! | #DIV/0! | #DIV/0! | #DIV/0! | #DIV/0! | #DIV/0! | #DIV/0! | #DIV/0! | #DIV/0! | #DIV/0! | #DIV/0! | #DIV/0! | #DIV/0! | #DIV/0! | #DIV/0! | #DIV/0! | #DIV/0! | #DIV/0! | #DIV/0! | #DIV/0! | #DIV/0! | #DIV/0! | #DIV/0! | #N/A | #N/A | #DIV/0! | #VALUE! | #N/A | #N/A | #N/A | #N/A | #N/A | #N/A | #VALUE! | #DIV/0! | #DIV/0! | #DIV/0! | #DIV/0! | #DIV/0! | #DIV/0! | #DIV/0! | #DIV/0! | #DIV/0! | #DIV/0! | #DIV/0! | #DIV/0! | #DIV/0! | #DIV/0! | #DIV/0! | #DIV/0! | #DIV/0! | #DIV/0! | #DIV/0! | #DIV/0! | #DIV/0! | #DIV/0! | #DIV/0! | #DIV/0! | #DIV/0! | #DIV/0! | #DIV/0! | #DIV/0! | #DIV/0! | #DIV/0! | #DIV/0! | #DIV/0! | #DIV/0! | #DIV/0! | #DIV/0! | #DIV/0! | #DIV/0! | #DIV/0! | #DIV/0! | #DIV/0! | #DIV/0! | #DIV/0! | #DIV/0! | #DIV/0! | #DIV/0! | #DIV/0! | #DIV/0! | #DIV/0! | #DIV/0! | #DIV/0! | #DIV/0! | #DIV/0! | #DIV/0! | #DIV/0! | #DIV/0! | #DIV/0! | #DIV/0! | #DIV/0! | #DIV/0! | #DIV/0!
0 | 0 | 0 | 0 | 0 | 0 | #DIV/0! | #DIV/0! | #DIV/0! | #DIV/0! | #DIV/0! | #DIV/0! | #DIV/0! | #DIV/0! | #DIV/0! | #DIV/0! | #DIV/0! | #DIV/0! | #DIV/0! | #DIV/0! | #DIV/0! | #DIV/0! | #DIV/0! | #DIV/0! | #DIV/0! | #DIV/0! | #DIV/0! | #DIV/0! | #DIV/0! | #DIV/0! | #DIV/0! | #DIV/0! | #DIV/0! | #N/A | #N/A | #DIV/0! | #VALUE! | #N/A | #N/A | #N/A | #N/A | #N/A | #N/A | #VALUE! | #DIV/0! | #DIV/0! | #DIV/0! | #DIV/0! | #DIV/0! | #DIV/0! | #DIV/0! | #DIV/0! | #DIV/0! | #DIV/0! | #DIV/0! | #DIV/0! | #DIV/0! | #DIV/0! | #DIV/0! | #DIV/0! | #DIV/0! | #DIV/0! | #DIV/0! | #DIV/0! | #DIV/0! | #DIV/0! | #DIV/0! | #DIV/0! | #DIV/0! | #DIV/0! | #DIV/0! | #DIV/0! | #DIV/0! | #DIV/0! | #DIV/0! | #DIV/0! | #DIV/0! | #DIV/0! | #DIV/0! | #DIV/0! | #DIV/0! | #DIV/0! | #DIV/0! | #DIV/0! | #DIV/0! | #DIV/0! | #DIV/0! | #DIV/0! | #DIV/0! | #DIV/0! | #DIV/0! | #DIV/0! | #DIV/0! | #DIV/0! | #DIV/0! | #DIV/0! | #DIV/0! | #DIV/0! | #DIV/0! | #DIV/0! | #DIV/0! | #DIV/0! | #DIV/0! | #DIV/0!
0 | 0 | 0 | 0 | 0 | 0 | #DIV/0! | #DIV/0! | #DIV/0! | #DIV/0! | #DIV/0! | #DIV/0! | #DIV/0! | #DIV/0! | #DIV/0! | #DIV/0! | #DIV/0! | #DIV/0! | #DIV/0! | #DIV/0! | #DIV/0! | #DIV/0! | #DIV/0! | #DIV/0! | #DIV/0! | #DIV/0! | #DIV/0! | #DIV/0! | #DIV/0! | #DIV/0! | #DIV/0! | #DIV/0! | #DIV/0! | #N/A | #N/A | #DIV/0! | #VALUE! | #N/A | #N/A | #N/A | #N/A | #N/A | #N/A | #VALUE! | #DIV/0! | #DIV/0! | #DIV/0! | #DIV/0! | #DIV/0! | #DIV/0! | #DIV/0! | #DIV/0! | #DIV/0! | #DIV/0! | #DIV/0! | #DIV/0! | #DIV/0! | #DIV/0! | #DIV/0! | #DIV/0! | #DIV/0! | #DIV/0! | #DIV/0! | #DIV/0! | #DIV/0! | #DIV/0! | #DIV/0! | #DIV/0! | #DIV/0! | #DIV/0! | #DIV/0! | #DIV/0! | #DIV/0! | #DIV/0! | #DIV/0! | #DIV/0! | #DIV/0! | #DIV/0! | #DIV/0! | #DIV/0! | #DIV/0! | #DIV/0! | #DIV/0! | #DIV/0! | #DIV/0! | #DIV/0! | #DIV/0! | #DIV/0! | #DIV/0! | #DIV/0! | #DIV/0! | #DIV/0! | #DIV/0! | #DIV/0! | #DIV/0! | #DIV/0! | #DIV/0! | #DIV/0! | #DIV/0! | #DIV/0! | #DIV/0! | #DIV/0! | #DIV/0! | #DIV/0!
0 | 0 | 0 | 0 | 0 | 0 | #DIV/0! | #DIV/0! | #DIV/0! | #DIV/0! | #DIV/0! | #DIV/0! | #DIV/0! | #DIV/0! | #DIV/0! | #DIV/0! | #DIV/0! | #DIV/0! | #DIV/0! | #DIV/0! | #DIV/0! | #DIV/0! | #DIV/0! | #DIV/0! | #DIV/0! | #DIV/0! | #DIV/0! | #DIV/0! | #DIV/0! | #DIV/0! | #DIV/0! | #DIV/0! | #DIV/0! | #N/A | #N/A | #DIV/0! | #VALUE! | #N/A | #N/A | #N/A | #N/A | #N/A | #N/A | #VALUE! | #DIV/0! | #DIV/0! | #DIV/0! | #DIV/0! | #DIV/0! | #DIV/0! | #DIV/0! | #DIV/0! | #DIV/0! | #DIV/0! | #DIV/0! | #DIV/0! | #DIV/0! | #DIV/0! | #DIV/0! | #DIV/0! | #DIV/0! | #DIV/0! | #DIV/0! | #DIV/0! | #DIV/0! | #DIV/0! | #DIV/0! | #DIV/0! | #DIV/0! | #DIV/0! | #DIV/0! | #DIV/0! | #DIV/0! | #DIV/0! | #DIV/0! | #DIV/0! | #DIV/0! | #DIV/0! | #DIV/0! | #DIV/0! | #DIV/0! | #DIV/0! | #DIV/0! | #DIV/0! | #DIV/0! | #DIV/0! | #DIV/0! | #DIV/0! | #DIV/0! | #DIV/0! | #DIV/0! | #DIV/0! | #DIV/0! | #DIV/0! | #DIV/0! | #DIV/0! | #DIV/0! | #DIV/0! | #DIV/0! | #DIV/0! | #DIV/0! | #DIV/0! | #DIV/0! | #DIV/0!
0 | 0 | 0 | 0 | 0 | 0 | #DIV/0! | #DIV/0! | #DIV/0! | #DIV/0! | #DIV/0! | #DIV/0! | #DIV/0! | #DIV/0! | #DIV/0! | #DIV/0! | #DIV/0! | #DIV/0! | #DIV/0! | #DIV/0! | #DIV/0! | #DIV/0! | #DIV/0! | #DIV/0! | #DIV/0! | #DIV/0! | #DIV/0! | #DIV/0! | #DIV/0! | #DIV/0! | #DIV/0! | #DIV/0! | #DIV/0! | #N/A | #N/A | #DIV/0! | #VALUE! | #N/A | #N/A | #N/A | #N/A | #N/A | #N/A | #VALUE! | #DIV/0! | #DIV/0! | #DIV/0! | #DIV/0! | #DIV/0! | #DIV/0! | #DIV/0! | #DIV/0! | #DIV/0! | #DIV/0! | #DIV/0! | #DIV/0! | #DIV/0! | #DIV/0! | #DIV/0! | #DIV/0! | #DIV/0! | #DIV/0! | #DIV/0! | #DIV/0! | #DIV/0! | #DIV/0! | #DIV/0! | #DIV/0! | #DIV/0! | #DIV/0! | #DIV/0! | #DIV/0! | #DIV/0! | #DIV/0! | #DIV/0! | #DIV/0! | #DIV/0! | #DIV/0! | #DIV/0! | #DIV/0! | #DIV/0! | #DIV/0! | #DIV/0! | #DIV/0! | #DIV/0! | #DIV/0! | #DIV/0! | #DIV/0! | #DIV/0! | #DIV/0! | #DIV/0! | #DIV/0! | #DIV/0! | #DIV/0! | #DIV/0! | #DIV/0! | #DIV/0! | #DIV/0! | #DIV/0! | #DIV/0! | #DIV/0! | #DIV/0! | #DIV/0! | #DIV/0!
0 | 0 | 0 | 0 | 0 | 0 | #DIV/0! | #DIV/0! | #DIV/0! | #DIV/0! | #DIV/0! | #DIV/0! | #DIV/0! | #DIV/0! | #DIV/0! | #DIV/0! | #DIV/0! | #DIV/0! | #DIV/0! | #DIV/0! | #DIV/0! | #DIV/0! | #DIV/0! | #DIV/0! | #DIV/0! | #DIV/0! | #DIV/0! | #DIV/0! | #DIV/0! | #DIV/0! | #DIV/0! | #DIV/0! | #DIV/0! | #N/A | #N/A | #DIV/0! | #VALUE! | #N/A | #N/A | #N/A | #N/A | #N/A | #N/A | #VALUE! | #DIV/0! | #DIV/0! | #DIV/0! | #DIV/0! | #DIV/0! | #DIV/0! | #DIV/0! | #DIV/0! | #DIV/0! | #DIV/0! | #DIV/0! | #DIV/0! | #DIV/0! | #DIV/0! | #DIV/0! | #DIV/0! | #DIV/0! | #DIV/0! | #DIV/0! | #DIV/0! | #DIV/0! | #DIV/0! | #DIV/0! | #DIV/0! | #DIV/0! | #DIV/0! | #DIV/0! | #DIV/0! | #DIV/0! | #DIV/0! | #DIV/0! | #DIV/0! | #DIV/0! | #DIV/0! | #DIV/0! | #DIV/0! | #DIV/0! | #DIV/0! | #DIV/0! | #DIV/0! | #DIV/0! | #DIV/0! | #DIV/0! | #DIV/0! | #DIV/0! | #DIV/0! | #DIV/0! | #DIV/0! | #DIV/0! | #DIV/0! | #DIV/0! | #DIV/0! | #DIV/0! | #DIV/0! | #DIV/0! | #DIV/0! | #DIV/0! | #DIV/0! | #DIV/0! | #DIV/0!
0 | 0 | 0 | 0 | 0 | 0 | #DIV/0! | #DIV/0! | #DIV/0! | #DIV/0! | #DIV/0! | #DIV/0! | #DIV/0! | #DIV/0! | #DIV/0! | #DIV/0! | #DIV/0! | #DIV/0! | #DIV/0! | #DIV/0! | #DIV/0! | #DIV/0! | #DIV/0! | #DIV/0! | #DIV/0! | #DIV/0! | #DIV/0! | #DIV/0! | #DIV/0! | #DIV/0! | #DIV/0! | #DIV/0! | #DIV/0! | #N/A | #N/A | #DIV/0! | #VALUE! | #N/A | #N/A | #N/A | #N/A | #N/A | #N/A | #VALUE! | #DIV/0! | #DIV/0! | #DIV/0! | #DIV/0! | #DIV/0! | #DIV/0! | #DIV/0! | #DIV/0! | #DIV/0! | #DIV/0! | #DIV/0! | #DIV/0! | #DIV/0! | #DIV/0! | #DIV/0! | #DIV/0! | #DIV/0! | #DIV/0! | #DIV/0! | #DIV/0! | #DIV/0! | #DIV/0! | #DIV/0! | #DIV/0! | #DIV/0! | #DIV/0! | #DIV/0! | #DIV/0! | #DIV/0! | #DIV/0! | #DIV/0! | #DIV/0! | #DIV/0! | #DIV/0! | #DIV/0! | #DIV/0! | #DIV/0! | #DIV/0! | #DIV/0! | #DIV/0! | #DIV/0! | #DIV/0! | #DIV/0! | #DIV/0! | #DIV/0! | #DIV/0! | #DIV/0! | #DIV/0! | #DIV/0! | #DIV/0! | #DIV/0! | #DIV/0! | #DIV/0! | #DIV/0! | #DIV/0! | #DIV/0! | #DIV/0! | #DIV/0! | #DIV/0! | #DIV/0!
0 | 0 | 0 | 0 | 0 | 0 | #DIV/0! | #DIV/0! | #DIV/0! | #DIV/0! | #DIV/0! | #DIV/0! | #DIV/0! | #DIV/0! | #DIV/0! | #DIV/0! | #DIV/0! | #DIV/0! | #DIV/0! | #DIV/0! | #DIV/0! | #DIV/0! | #DIV/0! | #DIV/0! | #DIV/0! | #DIV/0! | #DIV/0! | #DIV/0! | #DIV/0! | #DIV/0! | #DIV/0! | #DIV/0! | #DIV/0! | #N/A | #N/A | #DIV/0! | #VALUE! | #N/A | #N/A | #N/A | #N/A | #N/A | #N/A | #VALUE! | #DIV/0! | #DIV/0! | #DIV/0! | #DIV/0! | #DIV/0! | #DIV/0! | #DIV/0! | #DIV/0! | #DIV/0! | #DIV/0! | #DIV/0! | #DIV/0! | #DIV/0! | #DIV/0! | #DIV/0! | #DIV/0! | #DIV/0! | #DIV/0! | #DIV/0! | #DIV/0! | #DIV/0! | #DIV/0! | #DIV/0! | #DIV/0! | #DIV/0! | #DIV/0! | #DIV/0! | #DIV/0! | #DIV/0! | #DIV/0! | #DIV/0! | #DIV/0! | #DIV/0! | #DIV/0! | #DIV/0! | #DIV/0! | #DIV/0! | #DIV/0! | #DIV/0! | #DIV/0! | #DIV/0! | #DIV/0! | #DIV/0! | #DIV/0! | #DIV/0! | #DIV/0! | #DIV/0! | #DIV/0! | #DIV/0! | #DIV/0! | #DIV/0! | #DIV/0! | #DIV/0! | #DIV/0! | #DIV/0! | #DIV/0! | #DIV/0! | #DIV/0! | #DIV/0! | #DIV/0!
0 | 0 | 0 | 0 | 0 | 0 | #DIV/0! | #DIV/0! | #DIV/0! | #DIV/0! | #DIV/0! | #DIV/0! | #DIV/0! | #DIV/0! | #DIV/0! | #DIV/0! | #DIV/0! | #DIV/0! | #DIV/0! | #DIV/0! | #DIV/0! | #DIV/0! | #DIV/0! | #DIV/0! | #DIV/0! | #DIV/0! | #DIV/0! | #DIV/0! | #DIV/0! | #DIV/0! | #DIV/0! | #DIV/0! | #DIV/0! | #N/A | #N/A | #DIV/0! | #VALUE! | #N/A | #N/A | #N/A | #N/A | #N/A | #N/A | #VALUE! | #DIV/0! | #DIV/0! | #DIV/0! | #DIV/0! | #DIV/0! | #DIV/0! | #DIV/0! | #DIV/0! | #DIV/0! | #DIV/0! | #DIV/0! | #DIV/0! | #DIV/0! | #DIV/0! | #DIV/0! | #DIV/0! | #DIV/0! | #DIV/0! | #DIV/0! | #DIV/0! | #DIV/0! | #DIV/0! | #DIV/0! | #DIV/0! | #DIV/0! | #DIV/0! | #DIV/0! | #DIV/0! | #DIV/0! | #DIV/0! | #DIV/0! | #DIV/0! | #DIV/0! | #DIV/0! | #DIV/0! | #DIV/0! | #DIV/0! | #DIV/0! | #DIV/0! | #DIV/0! | #DIV/0! | #DIV/0! | #DIV/0! | #DIV/0! | #DIV/0! | #DIV/0! | #DIV/0! | #DIV/0! | #DIV/0! | #DIV/0! | #DIV/0! | #DIV/0! | #DIV/0! | #DIV/0! | #DIV/0! | #DIV/0! | #DIV/0! | #DIV/0! | #DIV/0! | #DIV/0!
0 | 0 | 0 | 0 | 0 | 0 | #DIV/0! | #DIV/0! | #DIV/0! | #DIV/0! | #DIV/0! | #DIV/0! | #DIV/0! | #DIV/0! | #DIV/0! | #DIV/0! | #DIV/0! | #DIV/0! | #DIV/0! | #DIV/0! | #DIV/0! | #DIV/0! | #DIV/0! | #DIV/0! | #DIV/0! | #DIV/0! | #DIV/0! | #DIV/0! | #DIV/0! | #DIV/0! | #DIV/0! | #DIV/0! | #DIV/0! | #N/A | #N/A | #DIV/0! | #VALUE! | #N/A | #N/A | #N/A | #N/A | #N/A | #N/A | #VALUE! | #DIV/0! | #DIV/0! | #DIV/0! | #DIV/0! | #DIV/0! | #DIV/0! | #DIV/0! | #DIV/0! | #DIV/0! | #DIV/0! | #DIV/0! | #DIV/0! | #DIV/0! | #DIV/0! | #DIV/0! | #DIV/0! | #DIV/0! | #DIV/0! | #DIV/0! | #DIV/0! | #DIV/0! | #DIV/0! | #DIV/0! | #DIV/0! | #DIV/0! | #DIV/0! | #DIV/0! | #DIV/0! | #DIV/0! | #DIV/0! | #DIV/0! | #DIV/0! | #DIV/0! | #DIV/0! | #DIV/0! | #DIV/0! | #DIV/0! | #DIV/0! | #DIV/0! | #DIV/0! | #DIV/0! | #DIV/0! | #DIV/0! | #DIV/0! | #DIV/0! | #DIV/0! | #DIV/0! | #DIV/0! | #DIV/0! | #DIV/0! | #DIV/0! | #DIV/0! | #DIV/0! | #DIV/0! | #DIV/0! | #DIV/0! | #DIV/0! | #DIV/0! | #DIV/0! | #DIV/0!
0 | 0 | 0 | 0 | 0 | 0 | #DIV/0! | #DIV/0! | #DIV/0! | #DIV/0! | #DIV/0! | #DIV/0! | #DIV/0! | #DIV/0! | #DIV/0! | #DIV/0! | #DIV/0! | #DIV/0! | #DIV/0! | #DIV/0! | #DIV/0! | #DIV/0! | #DIV/0! | #DIV/0! | #DIV/0! | #DIV/0! | #DIV/0! | #DIV/0! | #DIV/0! | #DIV/0! | #DIV/0! | #DIV/0! | #DIV/0! | #N/A | #N/A | #DIV/0! | #VALUE! | #N/A | #N/A | #N/A | #N/A | #N/A | #N/A | #VALUE! | #DIV/0! | #DIV/0! | #DIV/0! | #DIV/0! | #DIV/0! | #DIV/0! | #DIV/0! | #DIV/0! | #DIV/0! | #DIV/0! | #DIV/0! | #DIV/0! | #DIV/0! | #DIV/0! | #DIV/0! | #DIV/0! | #DIV/0! | #DIV/0! | #DIV/0! | #DIV/0! | #DIV/0! | #DIV/0! | #DIV/0! | #DIV/0! | #DIV/0! | #DIV/0! | #DIV/0! | #DIV/0! | #DIV/0! | #DIV/0! | #DIV/0! | #DIV/0! | #DIV/0! | #DIV/0! | #DIV/0! | #DIV/0! | #DIV/0! | #DIV/0! | #DIV/0! | #DIV/0! | #DIV/0! | #DIV/0! | #DIV/0! | #DIV/0! | #DIV/0! | #DIV/0! | #DIV/0! | #DIV/0! | #DIV/0! | #DIV/0! | #DIV/0! | #DIV/0! | #DIV/0! | #DIV/0! | #DIV/0! | #DIV/0! | #DIV/0! | #DIV/0! | #DIV/0! | #DIV/0!
0 | 0 | 0 | 0 | 0 | 0 | #DIV/0! | #DIV/0! | #DIV/0! | #DIV/0! | #DIV/0! | #DIV/0! | #DIV/0! | #DIV/0! | #DIV/0! | #DIV/0! | #DIV/0! | #DIV/0! | #DIV/0! | #DIV/0! | #DIV/0! | #DIV/0! | #DIV/0! | #DIV/0! | #DIV/0! | #DIV/0! | #DIV/0! | #DIV/0! | #DIV/0! | #DIV/0! | #DIV/0! | #DIV/0! | #DIV/0! | #N/A | #N/A | #DIV/0! | #VALUE! | #N/A | #N/A | #N/A | #N/A | #N/A | #N/A | #VALUE! | #DIV/0! | #DIV/0! | #DIV/0! | #DIV/0! | #DIV/0! | #DIV/0! | #DIV/0! | #DIV/0! | #DIV/0! | #DIV/0! | #DIV/0! | #DIV/0! | #DIV/0! | #DIV/0! | #DIV/0! | #DIV/0! | #DIV/0! | #DIV/0! | #DIV/0! | #DIV/0! | #DIV/0! | #DIV/0! | #DIV/0! | #DIV/0! | #DIV/0! | #DIV/0! | #DIV/0! | #DIV/0! | #DIV/0! | #DIV/0! | #DIV/0! | #DIV/0! | #DIV/0! | #DIV/0! | #DIV/0! | #DIV/0! | #DIV/0! | #DIV/0! | #DIV/0! | #DIV/0! | #DIV/0! | #DIV/0! | #DIV/0! | #DIV/0! | #DIV/0! | #DIV/0! | #DIV/0! | #DIV/0! | #DIV/0! | #DIV/0! | #DIV/0! | #DIV/0! | #DIV/0! | #DIV/0! | #DIV/0! | #DIV/0! | #DIV/0! | #DIV/0! | #DIV/0! | #DIV/0!
0 | 0 | 0 | 0 | 0 | 0 | #DIV/0! | #DIV/0! | #DIV/0! | #DIV/0! | #DIV/0! | #DIV/0! | #DIV/0! | #DIV/0! | #DIV/0! | #DIV/0! | #DIV/0! | #DIV/0! | #DIV/0! | #DIV/0! | #DIV/0! | #DIV/0! | #DIV/0! | #DIV/0! | #DIV/0! | #DIV/0! | #DIV/0! | #DIV/0! | #DIV/0! | #DIV/0! | #DIV/0! | #DIV/0! | #DIV/0! | #N/A | #N/A | #DIV/0! | #VALUE! | #N/A | #N/A | #N/A | #N/A | #N/A | #N/A | #VALUE! | #DIV/0! | #DIV/0! | #DIV/0! | #DIV/0! | #DIV/0! | #DIV/0! | #DIV/0! | #DIV/0! | #DIV/0! | #DIV/0! | #DIV/0! | #DIV/0! | #DIV/0! | #DIV/0! | #DIV/0! | #DIV/0! | #DIV/0! | #DIV/0! | #DIV/0! | #DIV/0! | #DIV/0! | #DIV/0! | #DIV/0! | #DIV/0! | #DIV/0! | #DIV/0! | #DIV/0! | #DIV/0! | #DIV/0! | #DIV/0! | #DIV/0! | #DIV/0! | #DIV/0! | #DIV/0! | #DIV/0! | #DIV/0! | #DIV/0! | #DIV/0! | #DIV/0! | #DIV/0! | #DIV/0! | #DIV/0! | #DIV/0! | #DIV/0! | #DIV/0! | #DIV/0! | #DIV/0! | #DIV/0! | #DIV/0! | #DIV/0! | #DIV/0! | #DIV/0! | #DIV/0! | #DIV/0! | #DIV/0! | #DIV/0! | #DIV/0! | #DIV/0! | #DIV/0! | #DIV/0!
0 | 0 | 0 | 0 | 0 | 0 | #DIV/0! | #DIV/0! | #DIV/0! | #DIV/0! | #DIV/0! | #DIV/0! | #DIV/0! | #DIV/0! | #DIV/0! | #DIV/0! | #DIV/0! | #DIV/0! | #DIV/0! | #DIV/0! | #DIV/0! | #DIV/0! | #DIV/0! | #DIV/0! | #DIV/0! | #DIV/0! | #DIV/0! | #DIV/0! | #DIV/0! | #DIV/0! | #DIV/0! | #DIV/0! | #DIV/0! | #N/A | #N/A | #DIV/0! | #VALUE! | #N/A | #N/A | #N/A | #N/A | #N/A | #N/A | #VALUE! | #DIV/0! | #DIV/0! | #DIV/0! | #DIV/0! | #DIV/0! | #DIV/0! | #DIV/0! | #DIV/0! | #DIV/0! | #DIV/0! | #DIV/0! | #DIV/0! | #DIV/0! | #DIV/0! | #DIV/0! | #DIV/0! | #DIV/0! | #DIV/0! | #DIV/0! | #DIV/0! | #DIV/0! | #DIV/0! | #DIV/0! | #DIV/0! | #DIV/0! | #DIV/0! | #DIV/0! | #DIV/0! | #DIV/0! | #DIV/0! | #DIV/0! | #DIV/0! | #DIV/0! | #DIV/0! | #DIV/0! | #DIV/0! | #DIV/0! | #DIV/0! | #DIV/0! | #DIV/0! | #DIV/0! | #DIV/0! | #DIV/0! | #DIV/0! | #DIV/0! | #DIV/0! | #DIV/0! | #DIV/0! | #DIV/0! | #DIV/0! | #DIV/0! | #DIV/0! | #DIV/0! | #DIV/0! | #DIV/0! | #DIV/0! | #DIV/0! | #DIV/0! | #DIV/0! | #DIV/0!
0 | 0 | 0 | 0 | 0 | 0 | #DIV/0! | #DIV/0! | #DIV/0! | #DIV/0! | #DIV/0! | #DIV/0! | #DIV/0! | #DIV/0! | #DIV/0! | #DIV/0! | #DIV/0! | #DIV/0! | #DIV/0! | #DIV/0! | #DIV/0! | #DIV/0! | #DIV/0! | #DIV/0! | #DIV/0! | #DIV/0! | #DIV/0! | #DIV/0! | #DIV/0! | #DIV/0! | #DIV/0! | #DIV/0! | #DIV/0! | #N/A | #N/A | #DIV/0! | #VALUE! | #N/A | #N/A | #N/A | #N/A | #N/A | #N/A | #VALUE! | #DIV/0! | #DIV/0! | #DIV/0! | #DIV/0! | #DIV/0! | #DIV/0! | #DIV/0! | #DIV/0! | #DIV/0! | #DIV/0! | #DIV/0! | #DIV/0! | #DIV/0! | #DIV/0! | #DIV/0! | #DIV/0! | #DIV/0! | #DIV/0! | #DIV/0! | #DIV/0! | #DIV/0! | #DIV/0! | #DIV/0! | #DIV/0! | #DIV/0! | #DIV/0! | #DIV/0! | #DIV/0! | #DIV/0! | #DIV/0! | #DIV/0! | #DIV/0! | #DIV/0! | #DIV/0! | #DIV/0! | #DIV/0! | #DIV/0! | #DIV/0! | #DIV/0! | #DIV/0! | #DIV/0! | #DIV/0! | #DIV/0! | #DIV/0! | #DIV/0! | #DIV/0! | #DIV/0! | #DIV/0! | #DIV/0! | #DIV/0! | #DIV/0! | #DIV/0! | #DIV/0! | #DIV/0! | #DIV/0! | #DIV/0! | #DIV/0! | #DIV/0! | #DIV/0! | #DIV/0!
0 | 0 | 0 | 0 | 0 | 0 | #DIV/0! | #DIV/0! | #DIV/0! | #DIV/0! | #DIV/0! | #DIV/0! | #DIV/0! | #DIV/0! | #DIV/0! | #DIV/0! | #DIV/0! | #DIV/0! | #DIV/0! | #DIV/0! | #DIV/0! | #DIV/0! | #DIV/0! | #DIV/0! | #DIV/0! | #DIV/0! | #DIV/0! | #DIV/0! | #DIV/0! | #DIV/0! | #DIV/0! | #DIV/0! | #DIV/0! | #N/A | #N/A | #DIV/0! | #VALUE! | #N/A | #N/A | #N/A | #N/A | #N/A | #N/A | #VALUE! | #DIV/0! | #DIV/0! | #DIV/0! | #DIV/0! | #DIV/0! | #DIV/0! | #DIV/0! | #DIV/0! | #DIV/0! | #DIV/0! | #DIV/0! | #DIV/0! | #DIV/0! | #DIV/0! | #DIV/0! | #DIV/0! | #DIV/0! | #DIV/0! | #DIV/0! | #DIV/0! | #DIV/0! | #DIV/0! | #DIV/0! | #DIV/0! | #DIV/0! | #DIV/0! | #DIV/0! | #DIV/0! | #DIV/0! | #DIV/0! | #DIV/0! | #DIV/0! | #DIV/0! | #DIV/0! | #DIV/0! | #DIV/0! | #DIV/0! | #DIV/0! | #DIV/0! | #DIV/0! | #DIV/0! | #DIV/0! | #DIV/0! | #DIV/0! | #DIV/0! | #DIV/0! | #DIV/0! | #DIV/0! | #DIV/0! | #DIV/0! | #DIV/0! | #DIV/0! | #DIV/0! | #DIV/0! | #DIV/0! | #DIV/0! | #DIV/0! | #DIV/0! | #DIV/0! | #DIV/0!
0 | 0 | 0 | 0 | 0 | 0 | #DIV/0! | #DIV/0! | #DIV/0! | #DIV/0! | #DIV/0! | #DIV/0! | #DIV/0! | #DIV/0! | #DIV/0! | #DIV/0! | #DIV/0! | #DIV/0! | #DIV/0! | #DIV/0! | #DIV/0! | #DIV/0! | #DIV/0! | #DIV/0! | #DIV/0! | #DIV/0! | #DIV/0! | #DIV/0! | #DIV/0! | #DIV/0! | #DIV/0! | #DIV/0! | #DIV/0! | #N/A | #N/A | #DIV/0! | #VALUE! | #N/A | #N/A | #N/A | #N/A | #N/A | #N/A | #VALUE! | #DIV/0! | #DIV/0! | #DIV/0! | #DIV/0! | #DIV/0! | #DIV/0! | #DIV/0! | #DIV/0! | #DIV/0! | #DIV/0! | #DIV/0! | #DIV/0! | #DIV/0! | #DIV/0! | #DIV/0! | #DIV/0! | #DIV/0! | #DIV/0! | #DIV/0! | #DIV/0! | #DIV/0! | #DIV/0! | #DIV/0! | #DIV/0! | #DIV/0! | #DIV/0! | #DIV/0! | #DIV/0! | #DIV/0! | #DIV/0! | #DIV/0! | #DIV/0! | #DIV/0! | #DIV/0! | #DIV/0! | #DIV/0! | #DIV/0! | #DIV/0! | #DIV/0! | #DIV/0! | #DIV/0! | #DIV/0! | #DIV/0! | #DIV/0! | #DIV/0! | #DIV/0! | #DIV/0! | #DIV/0! | #DIV/0! | #DIV/0! | #DIV/0! | #DIV/0! | #DIV/0! | #DIV/0! | #DIV/0! | #DIV/0! | #DIV/0! | #DIV/0! | #DIV/0! | #DIV/0!
0 | 0 | 0 | 0 | 0 | 0 | #DIV/0! | #DIV/0! | #DIV/0! | #DIV/0! | #DIV/0! | #DIV/0! | #DIV/0! | #DIV/0! | #DIV/0! | #DIV/0! | #DIV/0! | #DIV/0! | #DIV/0! | #DIV/0! | #DIV/0! | #DIV/0! | #DIV/0! | #DIV/0! | #DIV/0! | #DIV/0! | #DIV/0! | #DIV/0! | #DIV/0! | #DIV/0! | #DIV/0! | #DIV/0! | #DIV/0! | #N/A | #N/A | #DIV/0! | #VALUE! | #N/A | #N/A | #N/A | #N/A | #N/A | #N/A | #VALUE! | #DIV/0! | #DIV/0! | #DIV/0! | #DIV/0! | #DIV/0! | #DIV/0! | #DIV/0! | #DIV/0! | #DIV/0! | #DIV/0! | #DIV/0! | #DIV/0! | #DIV/0! | #DIV/0! | #DIV/0! | #DIV/0! | #DIV/0! | #DIV/0! | #DIV/0! | #DIV/0! | #DIV/0! | #DIV/0! | #DIV/0! | #DIV/0! | #DIV/0! | #DIV/0! | #DIV/0! | #DIV/0! | #DIV/0! | #DIV/0! | #DIV/0! | #DIV/0! | #DIV/0! | #DIV/0! | #DIV/0! | #DIV/0! | #DIV/0! | #DIV/0! | #DIV/0! | #DIV/0! | #DIV/0! | #DIV/0! | #DIV/0! | #DIV/0! | #DIV/0! | #DIV/0! | #DIV/0! | #DIV/0! | #DIV/0! | #DIV/0! | #DIV/0! | #DIV/0! | #DIV/0! | #DIV/0! | #DIV/0! | #DIV/0! | #DIV/0! | #DIV/0! | #DIV/0! | #DIV/0!
0 | 0 | 0 | 0 | 0 | 0 | #DIV/0! | #DIV/0! | #DIV/0! | #DIV/0! | #DIV/0! | #DIV/0! | #DIV/0! | #DIV/0! | #DIV/0! | #DIV/0! | #DIV/0! | #DIV/0! | #DIV/0! | #DIV/0! | #DIV/0! | #DIV/0! | #DIV/0! | #DIV/0! | #DIV/0! | #DIV/0! | #DIV/0! | #DIV/0! | #DIV/0! | #DIV/0! | #DIV/0! | #DIV/0! | #DIV/0! | #N/A | #N/A | #DIV/0! | #VALUE! | #N/A | #N/A | #N/A | #N/A | #N/A | #N/A | #VALUE! | #DIV/0! | #DIV/0! | #DIV/0! | #DIV/0! | #DIV/0! | #DIV/0! | #DIV/0! | #DIV/0! | #DIV/0! | #DIV/0! | #DIV/0! | #DIV/0! | #DIV/0! | #DIV/0! | #DIV/0! | #DIV/0! | #DIV/0! | #DIV/0! | #DIV/0! | #DIV/0! | #DIV/0! | #DIV/0! | #DIV/0! | #DIV/0! | #DIV/0! | #DIV/0! | #DIV/0! | #DIV/0! | #DIV/0! | #DIV/0! | #DIV/0! | #DIV/0! | #DIV/0! | #DIV/0! | #DIV/0! | #DIV/0! | #DIV/0! | #DIV/0! | #DIV/0! | #DIV/0! | #DIV/0! | #DIV/0! | #DIV/0! | #DIV/0! | #DIV/0! | #DIV/0! | #DIV/0! | #DIV/0! | #DIV/0! | #DIV/0! | #DIV/0! | #DIV/0! | #DIV/0! | #DIV/0! | #DIV/0! | #DIV/0! | #DIV/0! | #DIV/0! | #DIV/0! | #DIV/0!
0 | 0 | 0 | 0 | 0 | 0 | #DIV/0! | #DIV/0! | #DIV/0! | #DIV/0! | #DIV/0! | #DIV/0! | #DIV/0! | #DIV/0! | #DIV/0! | #DIV/0! | #DIV/0! | #DIV/0! | #DIV/0! | #DIV/0! | #DIV/0! | #DIV/0! | #DIV/0! | #DIV/0! | #DIV/0! | #DIV/0! | #DIV/0! | #DIV/0! | #DIV/0! | #DIV/0! | #DIV/0! | #DIV/0! | #DIV/0! | #N/A | #N/A | #DIV/0! | #VALUE! | #N/A | #N/A | #N/A | #N/A | #N/A | #N/A | #VALUE! | #DIV/0! | #DIV/0! | #DIV/0! | #DIV/0! | #DIV/0! | #DIV/0! | #DIV/0! | #DIV/0! | #DIV/0! | #DIV/0! | #DIV/0! | #DIV/0! | #DIV/0! | #DIV/0! | #DIV/0! | #DIV/0! | #DIV/0! | #DIV/0! | #DIV/0! | #DIV/0! | #DIV/0! | #DIV/0! | #DIV/0! | #DIV/0! | #DIV/0! | #DIV/0! | #DIV/0! | #DIV/0! | #DIV/0! | #DIV/0! | #DIV/0! | #DIV/0! | #DIV/0! | #DIV/0! | #DIV/0! | #DIV/0! | #DIV/0! | #DIV/0! | #DIV/0! | #DIV/0! | #DIV/0! | #DIV/0! | #DIV/0! | #DIV/0! | #DIV/0! | #DIV/0! | #DIV/0! | #DIV/0! | #DIV/0! | #DIV/0! | #DIV/0! | #DIV/0! | #DIV/0! | #DIV/0! | #DIV/0! | #DIV/0! | #DIV/0! | #DIV/0! | #DIV/0! | #DIV/0!
0 | 0 | 0 | 0 | 0 | 0 | #DIV/0! | #DIV/0! | #DIV/0! | #DIV/0! | #DIV/0! | #DIV/0! | #DIV/0! | #DIV/0! | #DIV/0! | #DIV/0! | #DIV/0! | #DIV/0! | #DIV/0! | #DIV/0! | #DIV/0! | #DIV/0! | #DIV/0! | #DIV/0! | #DIV/0! | #DIV/0! | #DIV/0! | #DIV/0! | #DIV/0! | #DIV/0! | #DIV/0! | #DIV/0! | #DIV/0! | #N/A | #N/A | #DIV/0! | #VALUE! | #N/A | #N/A | #N/A | #N/A | #N/A | #N/A | #VALUE! | #DIV/0! | #DIV/0! | #DIV/0! | #DIV/0! | #DIV/0! | #DIV/0! | #DIV/0! | #DIV/0! | #DIV/0! | #DIV/0! | #DIV/0! | #DIV/0! | #DIV/0! | #DIV/0! | #DIV/0! | #DIV/0! | #DIV/0! | #DIV/0! | #DIV/0! | #DIV/0! | #DIV/0! | #DIV/0! | #DIV/0! | #DIV/0! | #DIV/0! | #DIV/0! | #DIV/0! | #DIV/0! | #DIV/0! | #DIV/0! | #DIV/0! | #DIV/0! | #DIV/0! | #DIV/0! | #DIV/0! | #DIV/0! | #DIV/0! | #DIV/0! | #DIV/0! | #DIV/0! | #DIV/0! | #DIV/0! | #DIV/0! | #DIV/0! | #DIV/0! | #DIV/0! | #DIV/0! | #DIV/0! | #DIV/0! | #DIV/0! | #DIV/0! | #DIV/0! | #DIV/0! | #DIV/0! | #DIV/0! | #DIV/0! | #DIV/0! | #DIV/0! | #DIV/0! | #DIV/0!
0 | 0 | 0 | 0 | 0 | 0 | #DIV/0! | #DIV/0! | #DIV/0! | #DIV/0! | #DIV/0! | #DIV/0! | #DIV/0! | #DIV/0! | #DIV/0! | #DIV/0! | #DIV/0! | #DIV/0! | #DIV/0! | #DIV/0! | #DIV/0! | #DIV/0! | #DIV/0! | #DIV/0! | #DIV/0! | #DIV/0! | #DIV/0! | #DIV/0! | #DIV/0! | #DIV/0! | #DIV/0! | #DIV/0! | #DIV/0! | #N/A | #N/A | #DIV/0! | #VALUE! | #N/A | #N/A | #N/A | #N/A | #N/A | #N/A | #VALUE! | #DIV/0! | #DIV/0! | #DIV/0! | #DIV/0! | #DIV/0! | #DIV/0! | #DIV/0! | #DIV/0! | #DIV/0! | #DIV/0! | #DIV/0! | #DIV/0! | #DIV/0! | #DIV/0! | #DIV/0! | #DIV/0! | #DIV/0! | #DIV/0! | #DIV/0! | #DIV/0! | #DIV/0! | #DIV/0! | #DIV/0! | #DIV/0! | #DIV/0! | #DIV/0! | #DIV/0! | #DIV/0! | #DIV/0! | #DIV/0! | #DIV/0! | #DIV/0! | #DIV/0! | #DIV/0! | #DIV/0! | #DIV/0! | #DIV/0! | #DIV/0! | #DIV/0! | #DIV/0! | #DIV/0! | #DIV/0! | #DIV/0! | #DIV/0! | #DIV/0! | #DIV/0! | #DIV/0! | #DIV/0! | #DIV/0! | #DIV/0! | #DIV/0! | #DIV/0! | #DIV/0! | #DIV/0! | #DIV/0! | #DIV/0! | #DIV/0! | #DIV/0! | #DIV/0! | #DIV/0!
0 | 0 | 0 | 0 | 0 | 0 | #DIV/0! | #DIV/0! | #DIV/0! | #DIV/0! | #DIV/0! | #DIV/0! | #DIV/0! | #DIV/0! | #DIV/0! | #DIV/0! | #DIV/0! | #DIV/0! | #DIV/0! | #DIV/0! | #DIV/0! | #DIV/0! | #DIV/0! | #DIV/0! | #DIV/0! | #DIV/0! | #DIV/0! | #DIV/0! | #DIV/0! | #DIV/0! | #DIV/0! | #DIV/0! | #DIV/0! | #N/A | #N/A | #DIV/0! | #VALUE! | #N/A | #N/A | #N/A | #N/A | #N/A | #N/A | #VALUE! | #DIV/0! | #DIV/0! | #DIV/0! | #DIV/0! | #DIV/0! | #DIV/0! | #DIV/0! | #DIV/0! | #DIV/0! | #DIV/0! | #DIV/0! | #DIV/0! | #DIV/0! | #DIV/0! | #DIV/0! | #DIV/0! | #DIV/0! | #DIV/0! | #DIV/0! | #DIV/0! | #DIV/0! | #DIV/0! | #DIV/0! | #DIV/0! | #DIV/0! | #DIV/0! | #DIV/0! | #DIV/0! | #DIV/0! | #DIV/0! | #DIV/0! | #DIV/0! | #DIV/0! | #DIV/0! | #DIV/0! | #DIV/0! | #DIV/0! | #DIV/0! | #DIV/0! | #DIV/0! | #DIV/0! | #DIV/0! | #DIV/0! | #DIV/0! | #DIV/0! | #DIV/0! | #DIV/0! | #DIV/0! | #DIV/0! | #DIV/0! | #DIV/0! | #DIV/0! | #DIV/0! | #DIV/0! | #DIV/0! | #DIV/0! | #DIV/0! | #DIV/0! | #DIV/0! | #DIV/0!
0 | 0 | 0 | 0 | 0 | 0 | #DIV/0! | #DIV/0! | #DIV/0! | #DIV/0! | #DIV/0! | #DIV/0! | #DIV/0! | #DIV/0! | #DIV/0! | #DIV/0! | #DIV/0! | #DIV/0! | #DIV/0! | #DIV/0! | #DIV/0! | #DIV/0! | #DIV/0! | #DIV/0! | #DIV/0! | #DIV/0! | #DIV/0! | #DIV/0! | #DIV/0! | #DIV/0! | #DIV/0! | #DIV/0! | #DIV/0! | #N/A | #N/A | #DIV/0! | #VALUE! | #N/A | #N/A | #N/A | #N/A | #N/A | #N/A | #VALUE! | #DIV/0! | #DIV/0! | #DIV/0! | #DIV/0! | #DIV/0! | #DIV/0! | #DIV/0! | #DIV/0! | #DIV/0! | #DIV/0! | #DIV/0! | #DIV/0! | #DIV/0! | #DIV/0! | #DIV/0! | #DIV/0! | #DIV/0! | #DIV/0! | #DIV/0! | #DIV/0! | #DIV/0! | #DIV/0! | #DIV/0! | #DIV/0! | #DIV/0! | #DIV/0! | #DIV/0! | #DIV/0! | #DIV/0! | #DIV/0! | #DIV/0! | #DIV/0! | #DIV/0! | #DIV/0! | #DIV/0! | #DIV/0! | #DIV/0! | #DIV/0! | #DIV/0! | #DIV/0! | #DIV/0! | #DIV/0! | #DIV/0! | #DIV/0! | #DIV/0! | #DIV/0! | #DIV/0! | #DIV/0! | #DIV/0! | #DIV/0! | #DIV/0! | #DIV/0! | #DIV/0! | #DIV/0! | #DIV/0! | #DIV/0! | #DIV/0! | #DIV/0! | #DIV/0! | #DIV/0!
0 | 0 | 0 | 0 | 0 | 0 | #DIV/0! | #DIV/0! | #DIV/0! | #DIV/0! | #DIV/0! | #DIV/0! | #DIV/0! | #DIV/0! | #DIV/0! | #DIV/0! | #DIV/0! | #DIV/0! | #DIV/0! | #DIV/0! | #DIV/0! | #DIV/0! | #DIV/0! | #DIV/0! | #DIV/0! | #DIV/0! | #DIV/0! | #DIV/0! | #DIV/0! | #DIV/0! | #DIV/0! | #DIV/0! | #DIV/0! | #N/A | #N/A | #DIV/0! | #VALUE! | #N/A | #N/A | #N/A | #N/A | #N/A | #N/A | #VALUE! | #DIV/0! | #DIV/0! | #DIV/0! | #DIV/0! | #DIV/0! | #DIV/0! | #DIV/0! | #DIV/0! | #DIV/0! | #DIV/0! | #DIV/0! | #DIV/0! | #DIV/0! | #DIV/0! | #DIV/0! | #DIV/0! | #DIV/0! | #DIV/0! | #DIV/0! | #DIV/0! | #DIV/0! | #DIV/0! | #DIV/0! | #DIV/0! | #DIV/0! | #DIV/0! | #DIV/0! | #DIV/0! | #DIV/0! | #DIV/0! | #DIV/0! | #DIV/0! | #DIV/0! | #DIV/0! | #DIV/0! | #DIV/0! | #DIV/0! | #DIV/0! | #DIV/0! | #DIV/0! | #DIV/0! | #DIV/0! | #DIV/0! | #DIV/0! | #DIV/0! | #DIV/0! | #DIV/0! | #DIV/0! | #DIV/0! | #DIV/0! | #DIV/0! | #DIV/0! | #DIV/0! | #DIV/0! | #DIV/0! | #DIV/0! | #DIV/0! | #DIV/0! | #DIV/0! | #DIV/0!
0 | 0 | 0 | 0 | 0 | 0 | #DIV/0! | #DIV/0! | #DIV/0! | #DIV/0! | #DIV/0! | #DIV/0! | #DIV/0! | #DIV/0! | #DIV/0! | #DIV/0! | #DIV/0! | #DIV/0! | #DIV/0! | #DIV/0! | #DIV/0! | #DIV/0! | #DIV/0! | #DIV/0! | #DIV/0! | #DIV/0! | #DIV/0! | #DIV/0! | #DIV/0! | #DIV/0! | #DIV/0! | #DIV/0! | #DIV/0! | #N/A | #N/A | #DIV/0! | #VALUE! | #N/A | #N/A | #N/A | #N/A | #N/A | #N/A | #VALUE! | #DIV/0! | #DIV/0! | #DIV/0! | #DIV/0! | #DIV/0! | #DIV/0! | #DIV/0! | #DIV/0! | #DIV/0! | #DIV/0! | #DIV/0! | #DIV/0! | #DIV/0! | #DIV/0! | #DIV/0! | #DIV/0! | #DIV/0! | #DIV/0! | #DIV/0! | #DIV/0! | #DIV/0! | #DIV/0! | #DIV/0! | #DIV/0! | #DIV/0! | #DIV/0! | #DIV/0! | #DIV/0! | #DIV/0! | #DIV/0! | #DIV/0! | #DIV/0! | #DIV/0! | #DIV/0! | #DIV/0! | #DIV/0! | #DIV/0! | #DIV/0! | #DIV/0! | #DIV/0! | #DIV/0! | #DIV/0! | #DIV/0! | #DIV/0! | #DIV/0! | #DIV/0! | #DIV/0! | #DIV/0! | #DIV/0! | #DIV/0! | #DIV/0! | #DIV/0! | #DIV/0! | #DIV/0! | #DIV/0! | #DIV/0! | #DIV/0! | #DIV/0! | #DIV/0! | #DIV/0!
0 | 0 | 0 | 0 | 0 | 0 | #DIV/0! | #DIV/0! | #DIV/0! | #DIV/0! | #DIV/0! | #DIV/0! | #DIV/0! | #DIV/0! | #DIV/0! | #DIV/0! | #DIV/0! | #DIV/0! | #DIV/0! | #DIV/0! | #DIV/0! | #DIV/0! | #DIV/0! | #DIV/0! | #DIV/0! | #DIV/0! | #DIV/0! | #DIV/0! | #DIV/0! | #DIV/0! | #DIV/0! | #DIV/0! | #DIV/0! | #N/A | #N/A | #DIV/0! | #VALUE! | #N/A | #N/A | #N/A | #N/A | #N/A | #N/A | #VALUE! | #DIV/0! | #DIV/0! | #DIV/0! | #DIV/0! | #DIV/0! | #DIV/0! | #DIV/0! | #DIV/0! | #DIV/0! | #DIV/0! | #DIV/0! | #DIV/0! | #DIV/0! | #DIV/0! | #DIV/0! | #DIV/0! | #DIV/0! | #DIV/0! | #DIV/0! | #DIV/0! | #DIV/0! | #DIV/0! | #DIV/0! | #DIV/0! | #DIV/0! | #DIV/0! | #DIV/0! | #DIV/0! | #DIV/0! | #DIV/0! | #DIV/0! | #DIV/0! | #DIV/0! | #DIV/0! | #DIV/0! | #DIV/0! | #DIV/0! | #DIV/0! | #DIV/0! | #DIV/0! | #DIV/0! | #DIV/0! | #DIV/0! | #DIV/0! | #DIV/0! | #DIV/0! | #DIV/0! | #DIV/0! | #DIV/0! | #DIV/0! | #DIV/0! | #DIV/0! | #DIV/0! | #DIV/0! | #DIV/0! | #DIV/0! | #DIV/0! | #DIV/0! | #DIV/0! | #DIV/0!
0 | 0 | 0 | 0 | 0 | 0 | #DIV/0! | #DIV/0! | #DIV/0! | #DIV/0! | #DIV/0! | #DIV/0! | #DIV/0! | #DIV/0! | #DIV/0! | #DIV/0! | #DIV/0! | #DIV/0! | #DIV/0! | #DIV/0! | #DIV/0! | #DIV/0! | #DIV/0! | #DIV/0! | #DIV/0! | #DIV/0! | #DIV/0! | #DIV/0! | #DIV/0! | #DIV/0! | #DIV/0! | #DIV/0! | #DIV/0! | #N/A | #N/A | #DIV/0! | #VALUE! | #N/A | #N/A | #N/A | #N/A | #N/A | #N/A | #VALUE! | #DIV/0! | #DIV/0! | #DIV/0! | #DIV/0! | #DIV/0! | #DIV/0! | #DIV/0! | #DIV/0! | #DIV/0! | #DIV/0! | #DIV/0! | #DIV/0! | #DIV/0! | #DIV/0! | #DIV/0! | #DIV/0! | #DIV/0! | #DIV/0! | #DIV/0! | #DIV/0! | #DIV/0! | #DIV/0! | #DIV/0! | #DIV/0! | #DIV/0! | #DIV/0! | #DIV/0! | #DIV/0! | #DIV/0! | #DIV/0! | #DIV/0! | #DIV/0! | #DIV/0! | #DIV/0! | #DIV/0! | #DIV/0! | #DIV/0! | #DIV/0! | #DIV/0! | #DIV/0! | #DIV/0! | #DIV/0! | #DIV/0! | #DIV/0! | #DIV/0! | #DIV/0! | #DIV/0! | #DIV/0! | #DIV/0! | #DIV/0! | #DIV/0! | #DIV/0! | #DIV/0! | #DIV/0! | #DIV/0! | #DIV/0! | #DIV/0! | #DIV/0! | #DIV/0! | #DIV/0!
0 | 0 | 0 | 0 | 0 | 0 | #DIV/0! | #DIV/0! | #DIV/0! | #DIV/0! | #DIV/0! | #DIV/0! | #DIV/0! | #DIV/0! | #DIV/0! | #DIV/0! | #DIV/0! | #DIV/0! | #DIV/0! | #DIV/0! | #DIV/0! | #DIV/0! | #DIV/0! | #DIV/0! | #DIV/0! | #DIV/0! | #DIV/0! | #DIV/0! | #DIV/0! | #DIV/0! | #DIV/0! | #DIV/0! | #DIV/0! | #N/A | #N/A | #DIV/0! | #VALUE! | #N/A | #N/A | #N/A | #N/A | #N/A | #N/A | #VALUE! | #DIV/0! | #DIV/0! | #DIV/0! | #DIV/0! | #DIV/0! | #DIV/0! | #DIV/0! | #DIV/0! | #DIV/0! | #DIV/0! | #DIV/0! | #DIV/0! | #DIV/0! | #DIV/0! | #DIV/0! | #DIV/0! | #DIV/0! | #DIV/0! | #DIV/0! | #DIV/0! | #DIV/0! | #DIV/0! | #DIV/0! | #DIV/0! | #DIV/0! | #DIV/0! | #DIV/0! | #DIV/0! | #DIV/0! | #DIV/0! | #DIV/0! | #DIV/0! | #DIV/0! | #DIV/0! | #DIV/0! | #DIV/0! | #DIV/0! | #DIV/0! | #DIV/0! | #DIV/0! | #DIV/0! | #DIV/0! | #DIV/0! | #DIV/0! | #DIV/0! | #DIV/0! | #DIV/0! | #DIV/0! | #DIV/0! | #DIV/0! | #DIV/0! | #DIV/0! | #DIV/0! | #DIV/0! | #DIV/0! | #DIV/0! | #DIV/0! | #DIV/0! | #DIV/0! | #DIV/0!
0 | 0 | 0 | 0 | 0 | 0 | #DIV/0! | #DIV/0! | #DIV/0! | #DIV/0! | #DIV/0! | #DIV/0! | #DIV/0! | #DIV/0! | #DIV/0! | #DIV/0! | #DIV/0! | #DIV/0! | #DIV/0! | #DIV/0! | #DIV/0! | #DIV/0! | #DIV/0! | #DIV/0! | #DIV/0! | #DIV/0! | #DIV/0! | #DIV/0! | #DIV/0! | #DIV/0! | #DIV/0! | #DIV/0! | #DIV/0! | #N/A | #N/A | #DIV/0! | #VALUE! | #N/A | #N/A | #N/A | #N/A | #N/A | #N/A | #VALUE! | #DIV/0! | #DIV/0! | #DIV/0! | #DIV/0! | #DIV/0! | #DIV/0! | #DIV/0! | #DIV/0! | #DIV/0! | #DIV/0! | #DIV/0! | #DIV/0! | #DIV/0! | #DIV/0! | #DIV/0! | #DIV/0! | #DIV/0! | #DIV/0! | #DIV/0! | #DIV/0! | #DIV/0! | #DIV/0! | #DIV/0! | #DIV/0! | #DIV/0! | #DIV/0! | #DIV/0! | #DIV/0! | #DIV/0! | #DIV/0! | #DIV/0! | #DIV/0! | #DIV/0! | #DIV/0! | #DIV/0! | #DIV/0! | #DIV/0! | #DIV/0! | #DIV/0! | #DIV/0! | #DIV/0! | #DIV/0! | #DIV/0! | #DIV/0! | #DIV/0! | #DIV/0! | #DIV/0! | #DIV/0! | #DIV/0! | #DIV/0! | #DIV/0! | #DIV/0! | #DIV/0! | #DIV/0! | #DIV/0! | #DIV/0! | #DIV/0! | #DIV/0! | #DIV/0! | #DIV/0!
0 | 0 | 0 | 0 | 0 | 0 | #DIV/0! | #DIV/0! | #DIV/0! | #DIV/0! | #DIV/0! | #DIV/0! | #DIV/0! | #DIV/0! | #DIV/0! | #DIV/0! | #DIV/0! | #DIV/0! | #DIV/0! | #DIV/0! | #DIV/0! | #DIV/0! | #DIV/0! | #DIV/0! | #DIV/0! | #DIV/0! | #DIV/0! | #DIV/0! | #DIV/0! | #DIV/0! | #DIV/0! | #DIV/0! | #DIV/0! | #N/A | #N/A | #DIV/0! | #VALUE! | #N/A | #N/A | #N/A | #N/A | #N/A | #N/A | #VALUE! | #DIV/0! | #DIV/0! | #DIV/0! | #DIV/0! | #DIV/0! | #DIV/0! | #DIV/0! | #DIV/0! | #DIV/0! | #DIV/0! | #DIV/0! | #DIV/0! | #DIV/0! | #DIV/0! | #DIV/0! | #DIV/0! | #DIV/0! | #DIV/0! | #DIV/0! | #DIV/0! | #DIV/0! | #DIV/0! | #DIV/0! | #DIV/0! | #DIV/0! | #DIV/0! | #DIV/0! | #DIV/0! | #DIV/0! | #DIV/0! | #DIV/0! | #DIV/0! | #DIV/0! | #DIV/0! | #DIV/0! | #DIV/0! | #DIV/0! | #DIV/0! | #DIV/0! | #DIV/0! | #DIV/0! | #DIV/0! | #DIV/0! | #DIV/0! | #DIV/0! | #DIV/0! | #DIV/0! | #DIV/0! | #DIV/0! | #DIV/0! | #DIV/0! | #DIV/0! | #DIV/0! | #DIV/0! | #DIV/0! | #DIV/0! | #DIV/0! | #DIV/0! | #DIV/0! | #DIV/0!
0 | 0 | 0 | 0 | 0 | 0 | #DIV/0! | #DIV/0! | #DIV/0! | #DIV/0! | #DIV/0! | #DIV/0! | #DIV/0! | #DIV/0! | #DIV/0! | #DIV/0! | #DIV/0! | #DIV/0! | #DIV/0! | #DIV/0! | #DIV/0! | #DIV/0! | #DIV/0! | #DIV/0! | #DIV/0! | #DIV/0! | #DIV/0! | #DIV/0! | #DIV/0! | #DIV/0! | #DIV/0! | #DIV/0! | #DIV/0! | #N/A | #N/A | #DIV/0! | #VALUE! | #N/A | #N/A | #N/A | #N/A | #N/A | #N/A | #VALUE! | #DIV/0! | #DIV/0! | #DIV/0! | #DIV/0! | #DIV/0! | #DIV/0! | #DIV/0! | #DIV/0! | #DIV/0! | #DIV/0! | #DIV/0! | #DIV/0! | #DIV/0! | #DIV/0! | #DIV/0! | #DIV/0! | #DIV/0! | #DIV/0! | #DIV/0! | #DIV/0! | #DIV/0! | #DIV/0! | #DIV/0! | #DIV/0! | #DIV/0! | #DIV/0! | #DIV/0! | #DIV/0! | #DIV/0! | #DIV/0! | #DIV/0! | #DIV/0! | #DIV/0! | #DIV/0! | #DIV/0! | #DIV/0! | #DIV/0! | #DIV/0! | #DIV/0! | #DIV/0! | #DIV/0! | #DIV/0! | #DIV/0! | #DIV/0! | #DIV/0! | #DIV/0! | #DIV/0! | #DIV/0! | #DIV/0! | #DIV/0! | #DIV/0! | #DIV/0! | #DIV/0! | #DIV/0! | #DIV/0! | #DIV/0! | #DIV/0! | #DIV/0! | #DIV/0! | #DIV/0!
0 | 0 | 0 | 0 | 0 | 0 | #DIV/0! | #DIV/0! | #DIV/0! | #DIV/0! | #DIV/0! | #DIV/0! | #DIV/0! | #DIV/0! | #DIV/0! | #DIV/0! | #DIV/0! | #DIV/0! | #DIV/0! | #DIV/0! | #DIV/0! | #DIV/0! | #DIV/0! | #DIV/0! | #DIV/0! | #DIV/0! | #DIV/0! | #DIV/0! | #DIV/0! | #DIV/0! | #DIV/0! | #DIV/0! | #DIV/0! | #N/A | #N/A | #DIV/0! | #VALUE! | #N/A | #N/A | #N/A | #N/A | #N/A | #N/A | #VALUE! | #DIV/0! | #DIV/0! | #DIV/0! | #DIV/0! | #DIV/0! | #DIV/0! | #DIV/0! | #DIV/0! | #DIV/0! | #DIV/0! | #DIV/0! | #DIV/0! | #DIV/0! | #DIV/0! | #DIV/0! | #DIV/0! | #DIV/0! | #DIV/0! | #DIV/0! | #DIV/0! | #DIV/0! | #DIV/0! | #DIV/0! | #DIV/0! | #DIV/0! | #DIV/0! | #DIV/0! | #DIV/0! | #DIV/0! | #DIV/0! | #DIV/0! | #DIV/0! | #DIV/0! | #DIV/0! | #DIV/0! | #DIV/0! | #DIV/0! | #DIV/0! | #DIV/0! | #DIV/0! | #DIV/0! | #DIV/0! | #DIV/0! | #DIV/0! | #DIV/0! | #DIV/0! | #DIV/0! | #DIV/0! | #DIV/0! | #DIV/0! | #DIV/0! | #DIV/0! | #DIV/0! | #DIV/0! | #DIV/0! | #DIV/0! | #DIV/0! | #DIV/0! | #DIV/0! | #DIV/0!
0 | 0 | 0 | 0 | 0 | 0 | #DIV/0! | #DIV/0! | #DIV/0! | #DIV/0! | #DIV/0! | #DIV/0! | #DIV/0! | #DIV/0! | #DIV/0! | #DIV/0! | #DIV/0! | #DIV/0! | #DIV/0! | #DIV/0! | #DIV/0! | #DIV/0! | #DIV/0! | #DIV/0! | #DIV/0! | #DIV/0! | #DIV/0! | #DIV/0! | #DIV/0! | #DIV/0! | #DIV/0! | #DIV/0! | #DIV/0! | #N/A | #N/A | #DIV/0! | #VALUE! | #N/A | #N/A | #N/A | #N/A | #N/A | #N/A | #VALUE! | #DIV/0! | #DIV/0! | #DIV/0! | #DIV/0! | #DIV/0! | #DIV/0! | #DIV/0! | #DIV/0! | #DIV/0! | #DIV/0! | #DIV/0! | #DIV/0! | #DIV/0! | #DIV/0! | #DIV/0! | #DIV/0! | #DIV/0! | #DIV/0! | #DIV/0! | #DIV/0! | #DIV/0! | #DIV/0! | #DIV/0! | #DIV/0! | #DIV/0! | #DIV/0! | #DIV/0! | #DIV/0! | #DIV/0! | #DIV/0! | #DIV/0! | #DIV/0! | #DIV/0! | #DIV/0! | #DIV/0! | #DIV/0! | #DIV/0! | #DIV/0! | #DIV/0! | #DIV/0! | #DIV/0! | #DIV/0! | #DIV/0! | #DIV/0! | #DIV/0! | #DIV/0! | #DIV/0! | #DIV/0! | #DIV/0! | #DIV/0! | #DIV/0! | #DIV/0! | #DIV/0! | #DIV/0! | #DIV/0! | #DIV/0! | #DIV/0! | #DIV/0! | #DIV/0! | #DIV/0!
0 | 0 | 0 | 0 | 0 | 0 | #DIV/0! | #DIV/0! | #DIV/0! | #DIV/0! | #DIV/0! | #DIV/0! | #DIV/0! | #DIV/0! | #DIV/0! | #DIV/0! | #DIV/0! | #DIV/0! | #DIV/0! | #DIV/0! | #DIV/0! | #DIV/0! | #DIV/0! | #DIV/0! | #DIV/0! | #DIV/0! | #DIV/0! | #DIV/0! | #DIV/0! | #DIV/0! | #DIV/0! | #DIV/0! | #DIV/0! | #N/A | #N/A | #DIV/0! | #VALUE! | #N/A | #N/A | #N/A | #N/A | #N/A | #N/A | #VALUE! | #DIV/0! | #DIV/0! | #DIV/0! | #DIV/0! | #DIV/0! | #DIV/0! | #DIV/0! | #DIV/0! | #DIV/0! | #DIV/0! | #DIV/0! | #DIV/0! | #DIV/0! | #DIV/0! | #DIV/0! | #DIV/0! | #DIV/0! | #DIV/0! | #DIV/0! | #DIV/0! | #DIV/0! | #DIV/0! | #DIV/0! | #DIV/0! | #DIV/0! | #DIV/0! | #DIV/0! | #DIV/0! | #DIV/0! | #DIV/0! | #DIV/0! | #DIV/0! | #DIV/0! | #DIV/0! | #DIV/0! | #DIV/0! | #DIV/0! | #DIV/0! | #DIV/0! | #DIV/0! | #DIV/0! | #DIV/0! | #DIV/0! | #DIV/0! | #DIV/0! | #DIV/0! | #DIV/0! | #DIV/0! | #DIV/0! | #DIV/0! | #DIV/0! | #DIV/0! | #DIV/0! | #DIV/0! | #DIV/0! | #DIV/0! | #DIV/0! | #DIV/0! | #DIV/0! | #DIV/0!
0 | 0 | 0 | 0 | 0 | 0 | #DIV/0! | #DIV/0! | #DIV/0! | #DIV/0! | #DIV/0! | #DIV/0! | #DIV/0! | #DIV/0! | #DIV/0! | #DIV/0! | #DIV/0! | #DIV/0! | #DIV/0! | #DIV/0! | #DIV/0! | #DIV/0! | #DIV/0! | #DIV/0! | #DIV/0! | #DIV/0! | #DIV/0! | #DIV/0! | #DIV/0! | #DIV/0! | #DIV/0! | #DIV/0! | #DIV/0! | #N/A | #N/A | #DIV/0! | #VALUE! | #N/A | #N/A | #N/A | #N/A | #N/A | #N/A | #VALUE! | #DIV/0! | #DIV/0! | #DIV/0! | #DIV/0! | #DIV/0! | #DIV/0! | #DIV/0! | #DIV/0! | #DIV/0! | #DIV/0! | #DIV/0! | #DIV/0! | #DIV/0! | #DIV/0! | #DIV/0! | #DIV/0! | #DIV/0! | #DIV/0! | #DIV/0! | #DIV/0! | #DIV/0! | #DIV/0! | #DIV/0! | #DIV/0! | #DIV/0! | #DIV/0! | #DIV/0! | #DIV/0! | #DIV/0! | #DIV/0! | #DIV/0! | #DIV/0! | #DIV/0! | #DIV/0! | #DIV/0! | #DIV/0! | #DIV/0! | #DIV/0! | #DIV/0! | #DIV/0! | #DIV/0! | #DIV/0! | #DIV/0! | #DIV/0! | #DIV/0! | #DIV/0! | #DIV/0! | #DIV/0! | #DIV/0! | #DIV/0! | #DIV/0! | #DIV/0! | #DIV/0! | #DIV/0! | #DIV/0! | #DIV/0! | #DIV/0! | #DIV/0! | #DIV/0! | #DIV/0!
0 | 0 | 0 | 0 | 0 | 0 | #DIV/0! | #DIV/0! | #DIV/0! | #DIV/0! | #DIV/0! | #DIV/0! | #DIV/0! | #DIV/0! | #DIV/0! | #DIV/0! | #DIV/0! | #DIV/0! | #DIV/0! | #DIV/0! | #DIV/0! | #DIV/0! | #DIV/0! | #DIV/0! | #DIV/0! | #DIV/0! | #DIV/0! | #DIV/0! | #DIV/0! | #DIV/0! | #DIV/0! | #DIV/0! | #DIV/0! | #N/A | #N/A | #DIV/0! | #VALUE! | #N/A | #N/A | #N/A | #N/A | #N/A | #N/A | #VALUE! | #DIV/0! | #DIV/0! | #DIV/0! | #DIV/0! | #DIV/0! | #DIV/0! | #DIV/0! | #DIV/0! | #DIV/0! | #DIV/0! | #DIV/0! | #DIV/0! | #DIV/0! | #DIV/0! | #DIV/0! | #DIV/0! | #DIV/0! | #DIV/0! | #DIV/0! | #DIV/0! | #DIV/0! | #DIV/0! | #DIV/0! | #DIV/0! | #DIV/0! | #DIV/0! | #DIV/0! | #DIV/0! | #DIV/0! | #DIV/0! | #DIV/0! | #DIV/0! | #DIV/0! | #DIV/0! | #DIV/0! | #DIV/0! | #DIV/0! | #DIV/0! | #DIV/0! | #DIV/0! | #DIV/0! | #DIV/0! | #DIV/0! | #DIV/0! | #DIV/0! | #DIV/0! | #DIV/0! | #DIV/0! | #DIV/0! | #DIV/0! | #DIV/0! | #DIV/0! | #DIV/0! | #DIV/0! | #DIV/0! | #DIV/0! | #DIV/0! | #DIV/0! | #DIV/0! | #DIV/0!
0 | 0 | 0 | 0 | 0 | 0 | #DIV/0! | #DIV/0! | #DIV/0! | #DIV/0! | #DIV/0! | #DIV/0! | #DIV/0! | #DIV/0! | #DIV/0! | #DIV/0! | #DIV/0! | #DIV/0! | #DIV/0! | #DIV/0! | #DIV/0! | #DIV/0! | #DIV/0! | #DIV/0! | #DIV/0! | #DIV/0! | #DIV/0! | #DIV/0! | #DIV/0! | #DIV/0! | #DIV/0! | #DIV/0! | #DIV/0! | #N/A | #N/A | #DIV/0! | #VALUE! | #N/A | #N/A | #N/A | #N/A | #N/A | #N/A | #VALUE! | #DIV/0! | #DIV/0! | #DIV/0! | #DIV/0! | #DIV/0! | #DIV/0! | #DIV/0! | #DIV/0! | #DIV/0! | #DIV/0! | #DIV/0! | #DIV/0! | #DIV/0! | #DIV/0! | #DIV/0! | #DIV/0! | #DIV/0! | #DIV/0! | #DIV/0! | #DIV/0! | #DIV/0! | #DIV/0! | #DIV/0! | #DIV/0! | #DIV/0! | #DIV/0! | #DIV/0! | #DIV/0! | #DIV/0! | #DIV/0! | #DIV/0! | #DIV/0! | #DIV/0! | #DIV/0! | #DIV/0! | #DIV/0! | #DIV/0! | #DIV/0! | #DIV/0! | #DIV/0! | #DIV/0! | #DIV/0! | #DIV/0! | #DIV/0! | #DIV/0! | #DIV/0! | #DIV/0! | #DIV/0! | #DIV/0! | #DIV/0! | #DIV/0! | #DIV/0! | #DIV/0! | #DIV/0! | #DIV/0! | #DIV/0! | #DIV/0! | #DIV/0! | #DIV/0! | #DIV/0!
0 | 0 | 0 | 0 | 0 | 0 | #DIV/0! | #DIV/0! | #DIV/0! | #DIV/0! | #DIV/0! | #DIV/0! | #DIV/0! | #DIV/0! | #DIV/0! | #DIV/0! | #DIV/0! | #DIV/0! | #DIV/0! | #DIV/0! | #DIV/0! | #DIV/0! | #DIV/0! | #DIV/0! | #DIV/0! | #DIV/0! | #DIV/0! | #DIV/0! | #DIV/0! | #DIV/0! | #DIV/0! | #DIV/0! | #DIV/0! | #N/A | #N/A | #DIV/0! | #VALUE! | #N/A | #N/A | #N/A | #N/A | #N/A | #N/A | #VALUE! | #DIV/0! | #DIV/0! | #DIV/0! | #DIV/0! | #DIV/0! | #DIV/0! | #DIV/0! | #DIV/0! | #DIV/0! | #DIV/0! | #DIV/0! | #DIV/0! | #DIV/0! | #DIV/0! | #DIV/0! | #DIV/0! | #DIV/0! | #DIV/0! | #DIV/0! | #DIV/0! | #DIV/0! | #DIV/0! | #DIV/0! | #DIV/0! | #DIV/0! | #DIV/0! | #DIV/0! | #DIV/0! | #DIV/0! | #DIV/0! | #DIV/0! | #DIV/0! | #DIV/0! | #DIV/0! | #DIV/0! | #DIV/0! | #DIV/0! | #DIV/0! | #DIV/0! | #DIV/0! | #DIV/0! | #DIV/0! | #DIV/0! | #DIV/0! | #DIV/0! | #DIV/0! | #DIV/0! | #DIV/0! | #DIV/0! | #DIV/0! | #DIV/0! | #DIV/0! | #DIV/0! | #DIV/0! | #DIV/0! | #DIV/0! | #DIV/0! | #DIV/0! | #DIV/0! | #DIV/0!
0 | 0 | 0 | 0 | 0 | 0 | #DIV/0! | #DIV/0! | #DIV/0! | #DIV/0! | #DIV/0! | #DIV/0! | #DIV/0! | #DIV/0! | #DIV/0! | #DIV/0! | #DIV/0! | #DIV/0! | #DIV/0! | #DIV/0! | #DIV/0! | #DIV/0! | #DIV/0! | #DIV/0! | #DIV/0! | #DIV/0! | #DIV/0! | #DIV/0! | #DIV/0! | #DIV/0! | #DIV/0! | #DIV/0! | #DIV/0! | #N/A | #N/A | #DIV/0! | #VALUE! | #N/A | #N/A | #N/A | #N/A | #N/A | #N/A | #VALUE! | #DIV/0! | #DIV/0! | #DIV/0! | #DIV/0! | #DIV/0! | #DIV/0! | #DIV/0! | #DIV/0! | #DIV/0! | #DIV/0! | #DIV/0! | #DIV/0! | #DIV/0! | #DIV/0! | #DIV/0! | #DIV/0! | #DIV/0! | #DIV/0! | #DIV/0! | #DIV/0! | #DIV/0! | #DIV/0! | #DIV/0! | #DIV/0! | #DIV/0! | #DIV/0! | #DIV/0! | #DIV/0! | #DIV/0! | #DIV/0! | #DIV/0! | #DIV/0! | #DIV/0! | #DIV/0! | #DIV/0! | #DIV/0! | #DIV/0! | #DIV/0! | #DIV/0! | #DIV/0! | #DIV/0! | #DIV/0! | #DIV/0! | #DIV/0! | #DIV/0! | #DIV/0! | #DIV/0! | #DIV/0! | #DIV/0! | #DIV/0! | #DIV/0! | #DIV/0! | #DIV/0! | #DIV/0! | #DIV/0! | #DIV/0! | #DIV/0! | #DIV/0! | #DIV/0! | #DIV/0!
0 | 0 | 0 | 0 | 0 | 0 | #DIV/0! | #DIV/0! | #DIV/0! | #DIV/0! | #DIV/0! | #DIV/0! | #DIV/0! | #DIV/0! | #DIV/0! | #DIV/0! | #DIV/0! | #DIV/0! | #DIV/0! | #DIV/0! | #DIV/0! | #DIV/0! | #DIV/0! | #DIV/0! | #DIV/0! | #DIV/0! | #DIV/0! | #DIV/0! | #DIV/0! | #DIV/0! | #DIV/0! | #DIV/0! | #DIV/0! | #N/A | #N/A | #DIV/0! | #VALUE! | #N/A | #N/A | #N/A | #N/A | #N/A | #N/A | #VALUE! | #DIV/0! | #DIV/0! | #DIV/0! | #DIV/0! | #DIV/0! | #DIV/0! | #DIV/0! | #DIV/0! | #DIV/0! | #DIV/0! | #DIV/0! | #DIV/0! | #DIV/0! | #DIV/0! | #DIV/0! | #DIV/0! | #DIV/0! | #DIV/0! | #DIV/0! | #DIV/0! | #DIV/0! | #DIV/0! | #DIV/0! | #DIV/0! | #DIV/0! | #DIV/0! | #DIV/0! | #DIV/0! | #DIV/0! | #DIV/0! | #DIV/0! | #DIV/0! | #DIV/0! | #DIV/0! | #DIV/0! | #DIV/0! | #DIV/0! | #DIV/0! | #DIV/0! | #DIV/0! | #DIV/0! | #DIV/0! | #DIV/0! | #DIV/0! | #DIV/0! | #DIV/0! | #DIV/0! | #DIV/0! | #DIV/0! | #DIV/0! | #DIV/0! | #DIV/0! | #DIV/0! | #DIV/0! | #DIV/0! | #DIV/0! | #DIV/0! | #DIV/0! | #DIV/0! | #DIV/0!
0 | 0 | 0 | 0 | 0 | 0 | #DIV/0! | #DIV/0! | #DIV/0! | #DIV/0! | #DIV/0! | #DIV/0! | #DIV/0! | #DIV/0! | #DIV/0! | #DIV/0! | #DIV/0! | #DIV/0! | #DIV/0! | #DIV/0! | #DIV/0! | #DIV/0! | #DIV/0! | #DIV/0! | #DIV/0! | #DIV/0! | #DIV/0! | #DIV/0! | #DIV/0! | #DIV/0! | #DIV/0! | #DIV/0! | #DIV/0! | #N/A | #N/A | #DIV/0! | #VALUE! | #N/A | #N/A | #N/A | #N/A | #N/A | #N/A | #VALUE! | #DIV/0! | #DIV/0! | #DIV/0! | #DIV/0! | #DIV/0! | #DIV/0! | #DIV/0! | #DIV/0! | #DIV/0! | #DIV/0! | #DIV/0! | #DIV/0! | #DIV/0! | #DIV/0! | #DIV/0! | #DIV/0! | #DIV/0! | #DIV/0! | #DIV/0! | #DIV/0! | #DIV/0! | #DIV/0! | #DIV/0! | #DIV/0! | #DIV/0! | #DIV/0! | #DIV/0! | #DIV/0! | #DIV/0! | #DIV/0! | #DIV/0! | #DIV/0! | #DIV/0! | #DIV/0! | #DIV/0! | #DIV/0! | #DIV/0! | #DIV/0! | #DIV/0! | #DIV/0! | #DIV/0! | #DIV/0! | #DIV/0! | #DIV/0! | #DIV/0! | #DIV/0! | #DIV/0! | #DIV/0! | #DIV/0! | #DIV/0! | #DIV/0! | #DIV/0! | #DIV/0! | #DIV/0! | #DIV/0! | #DIV/0! | #DIV/0! | #DIV/0! | #DIV/0! | #DIV/0!
0 | 0 | 0 | 0 | 0 | 0 | #DIV/0! | #DIV/0! | #DIV/0! | #DIV/0! | #DIV/0! | #DIV/0! | #DIV/0! | #DIV/0! | #DIV/0! | #DIV/0! | #DIV/0! | #DIV/0! | #DIV/0! | #DIV/0! | #DIV/0! | #DIV/0! | #DIV/0! | #DIV/0! | #DIV/0! | #DIV/0! | #DIV/0! | #DIV/0! | #DIV/0! | #DIV/0! | #DIV/0! | #DIV/0! | #DIV/0! | #N/A | #N/A | #DIV/0! | #VALUE! | #N/A | #N/A | #N/A | #N/A | #N/A | #N/A | #VALUE! | #DIV/0! | #DIV/0! | #DIV/0! | #DIV/0! | #DIV/0! | #DIV/0! | #DIV/0! | #DIV/0! | #DIV/0! | #DIV/0! | #DIV/0! | #DIV/0! | #DIV/0! | #DIV/0! | #DIV/0! | #DIV/0! | #DIV/0! | #DIV/0! | #DIV/0! | #DIV/0! | #DIV/0! | #DIV/0! | #DIV/0! | #DIV/0! | #DIV/0! | #DIV/0! | #DIV/0! | #DIV/0! | #DIV/0! | #DIV/0! | #DIV/0! | #DIV/0! | #DIV/0! | #DIV/0! | #DIV/0! | #DIV/0! | #DIV/0! | #DIV/0! | #DIV/0! | #DIV/0! | #DIV/0! | #DIV/0! | #DIV/0! | #DIV/0! | #DIV/0! | #DIV/0! | #DIV/0! | #DIV/0! | #DIV/0! | #DIV/0! | #DIV/0! | #DIV/0! | #DIV/0! | #DIV/0! | #DIV/0! | #DIV/0! | #DIV/0! | #DIV/0! | #DIV/0! | #DIV/0!
0 | 0 | 0 | 0 | 0 | 0 | #DIV/0! | #DIV/0! | #DIV/0! | #DIV/0! | #DIV/0! | #DIV/0! | #DIV/0! | #DIV/0! | #DIV/0! | #DIV/0! | #DIV/0! | #DIV/0! | #DIV/0! | #DIV/0! | #DIV/0! | #DIV/0! | #DIV/0! | #DIV/0! | #DIV/0! | #DIV/0! | #DIV/0! | #DIV/0! | #DIV/0! | #DIV/0! | #DIV/0! | #DIV/0! | #DIV/0! | #N/A | #N/A | #DIV/0! | #VALUE! | #N/A | #N/A | #N/A | #N/A | #N/A | #N/A | #VALUE! | #DIV/0! | #DIV/0! | #DIV/0! | #DIV/0! | #DIV/0! | #DIV/0! | #DIV/0! | #DIV/0! | #DIV/0! | #DIV/0! | #DIV/0! | #DIV/0! | #DIV/0! | #DIV/0! | #DIV/0! | #DIV/0! | #DIV/0! | #DIV/0! | #DIV/0! | #DIV/0! | #DIV/0! | #DIV/0! | #DIV/0! | #DIV/0! | #DIV/0! | #DIV/0! | #DIV/0! | #DIV/0! | #DIV/0! | #DIV/0! | #DIV/0! | #DIV/0! | #DIV/0! | #DIV/0! | #DIV/0! | #DIV/0! | #DIV/0! | #DIV/0! | #DIV/0! | #DIV/0! | #DIV/0! | #DIV/0! | #DIV/0! | #DIV/0! | #DIV/0! | #DIV/0! | #DIV/0! | #DIV/0! | #DIV/0! | #DIV/0! | #DIV/0! | #DIV/0! | #DIV/0! | #DIV/0! | #DIV/0! | #DIV/0! | #DIV/0! | #DIV/0! | #DIV/0! | #DIV/0!
0 | 0 | 0 | 0 | 0 | 0 | #DIV/0! | #DIV/0! | #DIV/0! | #DIV/0! | #DIV/0! | #DIV/0! | #DIV/0! | #DIV/0! | #DIV/0! | #DIV/0! | #DIV/0! | #DIV/0! | #DIV/0! | #DIV/0! | #DIV/0! | #DIV/0! | #DIV/0! | #DIV/0! | #DIV/0! | #DIV/0! | #DIV/0! | #DIV/0! | #DIV/0! | #DIV/0! | #DIV/0! | #DIV/0! | #DIV/0! | #N/A | #N/A | #DIV/0! | #VALUE! | #N/A | #N/A | #N/A | #N/A | #N/A | #N/A | #VALUE! | #DIV/0! | #DIV/0! | #DIV/0! | #DIV/0! | #DIV/0! | #DIV/0! | #DIV/0! | #DIV/0! | #DIV/0! | #DIV/0! | #DIV/0! | #DIV/0! | #DIV/0! | #DIV/0! | #DIV/0! | #DIV/0! | #DIV/0! | #DIV/0! | #DIV/0! | #DIV/0! | #DIV/0! | #DIV/0! | #DIV/0! | #DIV/0! | #DIV/0! | #DIV/0! | #DIV/0! | #DIV/0! | #DIV/0! | #DIV/0! | #DIV/0! | #DIV/0! | #DIV/0! | #DIV/0! | #DIV/0! | #DIV/0! | #DIV/0! | #DIV/0! | #DIV/0! | #DIV/0! | #DIV/0! | #DIV/0! | #DIV/0! | #DIV/0! | #DIV/0! | #DIV/0! | #DIV/0! | #DIV/0! | #DIV/0! | #DIV/0! | #DIV/0! | #DIV/0! | #DIV/0! | #DIV/0! | #DIV/0! | #DIV/0! | #DIV/0! | #DIV/0! | #DIV/0! | #DIV/0!
0 | 0 | 0 | 0 | 0 | 0 | #DIV/0! | #DIV/0! | #DIV/0! | #DIV/0! | #DIV/0! | #DIV/0! | #DIV/0! | #DIV/0! | #DIV/0! | #DIV/0! | #DIV/0! | #DIV/0! | #DIV/0! | #DIV/0! | #DIV/0! | #DIV/0! | #DIV/0! | #DIV/0! | #DIV/0! | #DIV/0! | #DIV/0! | #DIV/0! | #DIV/0! | #DIV/0! | #DIV/0! | #DIV/0! | #DIV/0! | #N/A | #N/A | #DIV/0! | #VALUE! | #N/A | #N/A | #N/A | #N/A | #N/A | #N/A | #VALUE! | #DIV/0! | #DIV/0! | #DIV/0! | #DIV/0! | #DIV/0! | #DIV/0! | #DIV/0! | #DIV/0! | #DIV/0! | #DIV/0! | #DIV/0! | #DIV/0! | #DIV/0! | #DIV/0! | #DIV/0! | #DIV/0! | #DIV/0! | #DIV/0! | #DIV/0! | #DIV/0! | #DIV/0! | #DIV/0! | #DIV/0! | #DIV/0! | #DIV/0! | #DIV/0! | #DIV/0! | #DIV/0! | #DIV/0! | #DIV/0! | #DIV/0! | #DIV/0! | #DIV/0! | #DIV/0! | #DIV/0! | #DIV/0! | #DIV/0! | #DIV/0! | #DIV/0! | #DIV/0! | #DIV/0! | #DIV/0! | #DIV/0! | #DIV/0! | #DIV/0! | #DIV/0! | #DIV/0! | #DIV/0! | #DIV/0! | #DIV/0! | #DIV/0! | #DIV/0! | #DIV/0! | #DIV/0! | #DIV/0! | #DIV/0! | #DIV/0! | #DIV/0! | #DIV/0! | #DIV/0!
0 | 0 | 0 | 0 | 0 | 0 | #DIV/0! | #DIV/0! | #DIV/0! | #DIV/0! | #DIV/0! | #DIV/0! | #DIV/0! | #DIV/0! | #DIV/0! | #DIV/0! | #DIV/0! | #DIV/0! | #DIV/0! | #DIV/0! | #DIV/0! | #DIV/0! | #DIV/0! | #DIV/0! | #DIV/0! | #DIV/0! | #DIV/0! | #DIV/0! | #DIV/0! | #DIV/0! | #DIV/0! | #DIV/0! | #DIV/0! | #N/A | #N/A | #DIV/0! | #VALUE! | #N/A | #N/A | #N/A | #N/A | #N/A | #N/A | #VALUE! | #DIV/0! | #DIV/0! | #DIV/0! | #DIV/0! | #DIV/0! | #DIV/0! | #DIV/0! | #DIV/0! | #DIV/0! | #DIV/0! | #DIV/0! | #DIV/0! | #DIV/0! | #DIV/0! | #DIV/0! | #DIV/0! | #DIV/0! | #DIV/0! | #DIV/0! | #DIV/0! | #DIV/0! | #DIV/0! | #DIV/0! | #DIV/0! | #DIV/0! | #DIV/0! | #DIV/0! | #DIV/0! | #DIV/0! | #DIV/0! | #DIV/0! | #DIV/0! | #DIV/0! | #DIV/0! | #DIV/0! | #DIV/0! | #DIV/0! | #DIV/0! | #DIV/0! | #DIV/0! | #DIV/0! | #DIV/0! | #DIV/0! | #DIV/0! | #DIV/0! | #DIV/0! | #DIV/0! | #DIV/0! | #DIV/0! | #DIV/0! | #DIV/0! | #DIV/0! | #DIV/0! | #DIV/0! | #DIV/0! | #DIV/0! | #DIV/0! | #DIV/0! | #DIV/0! | #DIV/0!
0 | 0 | 0 | 0 | 0 | 0 | #DIV/0! | #DIV/0! | #DIV/0! | #DIV/0! | #DIV/0! | #DIV/0! | #DIV/0! | #DIV/0! | #DIV/0! | #DIV/0! | #DIV/0! | #DIV/0! | #DIV/0! | #DIV/0! | #DIV/0! | #DIV/0! | #DIV/0! | #DIV/0! | #DIV/0! | #DIV/0! | #DIV/0! | #DIV/0! | #DIV/0! | #DIV/0! | #DIV/0! | #DIV/0! | #DIV/0! | #N/A | #N/A | #DIV/0! | #VALUE! | #N/A | #N/A | #N/A | #N/A | #N/A | #N/A | #VALUE! | #DIV/0! | #DIV/0! | #DIV/0! | #DIV/0! | #DIV/0! | #DIV/0! | #DIV/0! | #DIV/0! | #DIV/0! | #DIV/0! | #DIV/0! | #DIV/0! | #DIV/0! | #DIV/0! | #DIV/0! | #DIV/0! | #DIV/0! | #DIV/0! | #DIV/0! | #DIV/0! | #DIV/0! | #DIV/0! | #DIV/0! | #DIV/0! | #DIV/0! | #DIV/0! | #DIV/0! | #DIV/0! | #DIV/0! | #DIV/0! | #DIV/0! | #DIV/0! | #DIV/0! | #DIV/0! | #DIV/0! | #DIV/0! | #DIV/0! | #DIV/0! | #DIV/0! | #DIV/0! | #DIV/0! | #DIV/0! | #DIV/0! | #DIV/0! | #DIV/0! | #DIV/0! | #DIV/0! | #DIV/0! | #DIV/0! | #DIV/0! | #DIV/0! | #DIV/0! | #DIV/0! | #DIV/0! | #DIV/0! | #DIV/0! | #DIV/0! | #DIV/0! | #DIV/0! | #DIV/0!
0 | 0 | 0 | 0 | 0 | 0 | #DIV/0! | #DIV/0! | #DIV/0! | #DIV/0! | #DIV/0! | #DIV/0! | #DIV/0! | #DIV/0! | #DIV/0! | #DIV/0! | #DIV/0! | #DIV/0! | #DIV/0! | #DIV/0! | #DIV/0! | #DIV/0! | #DIV/0! | #DIV/0! | #DIV/0! | #DIV/0! | #DIV/0! | #DIV/0! | #DIV/0! | #DIV/0! | #DIV/0! | #DIV/0! | #DIV/0! | #N/A | #N/A | #DIV/0! | #VALUE! | #N/A | #N/A | #N/A | #N/A | #N/A | #N/A | #VALUE! | #DIV/0! | #DIV/0! | #DIV/0! | #DIV/0! | #DIV/0! | #DIV/0! | #DIV/0! | #DIV/0! | #DIV/0! | #DIV/0! | #DIV/0! | #DIV/0! | #DIV/0! | #DIV/0! | #DIV/0! | #DIV/0! | #DIV/0! | #DIV/0! | #DIV/0! | #DIV/0! | #DIV/0! | #DIV/0! | #DIV/0! | #DIV/0! | #DIV/0! | #DIV/0! | #DIV/0! | #DIV/0! | #DIV/0! | #DIV/0! | #DIV/0! | #DIV/0! | #DIV/0! | #DIV/0! | #DIV/0! | #DIV/0! | #DIV/0! | #DIV/0! | #DIV/0! | #DIV/0! | #DIV/0! | #DIV/0! | #DIV/0! | #DIV/0! | #DIV/0! | #DIV/0! | #DIV/0! | #DIV/0! | #DIV/0! | #DIV/0! | #DIV/0! | #DIV/0! | #DIV/0! | #DIV/0! | #DIV/0! | #DIV/0! | #DIV/0! | #DIV/0! | #DIV/0! | #DIV/0!
0 | 0 | 0 | 0 | 0 | 0 | #DIV/0! | #DIV/0! | #DIV/0! | #DIV/0! | #DIV/0! | #DIV/0! | #DIV/0! | #DIV/0! | #DIV/0! | #DIV/0! | #DIV/0! | #DIV/0! | #DIV/0! | #DIV/0! | #DIV/0! | #DIV/0! | #DIV/0! | #DIV/0! | #DIV/0! | #DIV/0! | #DIV/0! | #DIV/0! | #DIV/0! | #DIV/0! | #DIV/0! | #DIV/0! | #DIV/0! | #N/A | #N/A | #DIV/0! | #VALUE! | #N/A | #N/A | #N/A | #N/A | #N/A | #N/A | #VALUE! | #DIV/0! | #DIV/0! | #DIV/0! | #DIV/0! | #DIV/0! | #DIV/0! | #DIV/0! | #DIV/0! | #DIV/0! | #DIV/0! | #DIV/0! | #DIV/0! | #DIV/0! | #DIV/0! | #DIV/0! | #DIV/0! | #DIV/0! | #DIV/0! | #DIV/0! | #DIV/0! | #DIV/0! | #DIV/0! | #DIV/0! | #DIV/0! | #DIV/0! | #DIV/0! | #DIV/0! | #DIV/0! | #DIV/0! | #DIV/0! | #DIV/0! | #DIV/0! | #DIV/0! | #DIV/0! | #DIV/0! | #DIV/0! | #DIV/0! | #DIV/0! | #DIV/0! | #DIV/0! | #DIV/0! | #DIV/0! | #DIV/0! | #DIV/0! | #DIV/0! | #DIV/0! | #DIV/0! | #DIV/0! | #DIV/0! | #DIV/0! | #DIV/0! | #DIV/0! | #DIV/0! | #DIV/0! | #DIV/0! | #DIV/0! | #DIV/0! | #DIV/0! | #DIV/0! | #DIV/0!
0 | 0 | 0 | 0 | 0 | 0 | #DIV/0! | #DIV/0! | #DIV/0! | #DIV/0! | #DIV/0! | #DIV/0! | #DIV/0! | #DIV/0! | #DIV/0! | #DIV/0! | #DIV/0! | #DIV/0! | #DIV/0! | #DIV/0! | #DIV/0! | #DIV/0! | #DIV/0! | #DIV/0! | #DIV/0! | #DIV/0! | #DIV/0! | #DIV/0! | #DIV/0! | #DIV/0! | #DIV/0! | #DIV/0! | #DIV/0! | #N/A | #N/A | #DIV/0! | #VALUE! | #N/A | #N/A | #N/A | #N/A | #N/A | #N/A | #VALUE! | #DIV/0! | #DIV/0! | #DIV/0! | #DIV/0! | #DIV/0! | #DIV/0! | #DIV/0! | #DIV/0! | #DIV/0! | #DIV/0! | #DIV/0! | #DIV/0! | #DIV/0! | #DIV/0! | #DIV/0! | #DIV/0! | #DIV/0! | #DIV/0! | #DIV/0! | #DIV/0! | #DIV/0! | #DIV/0! | #DIV/0! | #DIV/0! | #DIV/0! | #DIV/0! | #DIV/0! | #DIV/0! | #DIV/0! | #DIV/0! | #DIV/0! | #DIV/0! | #DIV/0! | #DIV/0! | #DIV/0! | #DIV/0! | #DIV/0! | #DIV/0! | #DIV/0! | #DIV/0! | #DIV/0! | #DIV/0! | #DIV/0! | #DIV/0! | #DIV/0! | #DIV/0! | #DIV/0! | #DIV/0! | #DIV/0! | #DIV/0! | #DIV/0! | #DIV/0! | #DIV/0! | #DIV/0! | #DIV/0! | #DIV/0! | #DIV/0! | #DIV/0! | #DIV/0! | #DIV/0!
0 | 0 | 0 | 0 | 0 | 0 | #DIV/0! | #DIV/0! | #DIV/0! | #DIV/0! | #DIV/0! | #DIV/0! | #DIV/0! | #DIV/0! | #DIV/0! | #DIV/0! | #DIV/0! | #DIV/0! | #DIV/0! | #DIV/0! | #DIV/0! | #DIV/0! | #DIV/0! | #DIV/0! | #DIV/0! | #DIV/0! | #DIV/0! | #DIV/0! | #DIV/0! | #DIV/0! | #DIV/0! | #DIV/0! | #DIV/0! | #N/A | #N/A | #DIV/0! | #VALUE! | #N/A | #N/A | #N/A | #N/A | #N/A | #N/A | #VALUE! | #DIV/0! | #DIV/0! | #DIV/0! | #DIV/0! | #DIV/0! | #DIV/0! | #DIV/0! | #DIV/0! | #DIV/0! | #DIV/0! | #DIV/0! | #DIV/0! | #DIV/0! | #DIV/0! | #DIV/0! | #DIV/0! | #DIV/0! | #DIV/0! | #DIV/0! | #DIV/0! | #DIV/0! | #DIV/0! | #DIV/0! | #DIV/0! | #DIV/0! | #DIV/0! | #DIV/0! | #DIV/0! | #DIV/0! | #DIV/0! | #DIV/0! | #DIV/0! | #DIV/0! | #DIV/0! | #DIV/0! | #DIV/0! | #DIV/0! | #DIV/0! | #DIV/0! | #DIV/0! | #DIV/0! | #DIV/0! | #DIV/0! | #DIV/0! | #DIV/0! | #DIV/0! | #DIV/0! | #DIV/0! | #DIV/0! | #DIV/0! | #DIV/0! | #DIV/0! | #DIV/0! | #DIV/0! | #DIV/0! | #DIV/0! | #DIV/0! | #DIV/0! | #DIV/0! | #DIV/0!
0 | 0 | 0 | 0 | 0 | 0 | #DIV/0! | #DIV/0! | #DIV/0! | #DIV/0! | #DIV/0! | #DIV/0! | #DIV/0! | #DIV/0! | #DIV/0! | #DIV/0! | #DIV/0! | #DIV/0! | #DIV/0! | #DIV/0! | #DIV/0! | #DIV/0! | #DIV/0! | #DIV/0! | #DIV/0! | #DIV/0! | #DIV/0! | #DIV/0! | #DIV/0! | #DIV/0! | #DIV/0! | #DIV/0! | #DIV/0! | #N/A | #N/A | #DIV/0! | #VALUE! | #N/A | #N/A | #N/A | #N/A | #N/A | #N/A | #VALUE! | #DIV/0! | #DIV/0! | #DIV/0! | #DIV/0! | #DIV/0! | #DIV/0! | #DIV/0! | #DIV/0! | #DIV/0! | #DIV/0! | #DIV/0! | #DIV/0! | #DIV/0! | #DIV/0! | #DIV/0! | #DIV/0! | #DIV/0! | #DIV/0! | #DIV/0! | #DIV/0! | #DIV/0! | #DIV/0! | #DIV/0! | #DIV/0! | #DIV/0! | #DIV/0! | #DIV/0! | #DIV/0! | #DIV/0! | #DIV/0! | #DIV/0! | #DIV/0! | #DIV/0! | #DIV/0! | #DIV/0! | #DIV/0! | #DIV/0! | #DIV/0! | #DIV/0! | #DIV/0! | #DIV/0! | #DIV/0! | #DIV/0! | #DIV/0! | #DIV/0! | #DIV/0! | #DIV/0! | #DIV/0! | #DIV/0! | #DIV/0! | #DIV/0! | #DIV/0! | #DIV/0! | #DIV/0! | #DIV/0! | #DIV/0! | #DIV/0! | #DIV/0! | #DIV/0! | #DIV/0!
0 | 0 | 0 | 0 | 0 | 0 | #DIV/0! | #DIV/0! | #DIV/0! | #DIV/0! | #DIV/0! | #DIV/0! | #DIV/0! | #DIV/0! | #DIV/0! | #DIV/0! | #DIV/0! | #DIV/0! | #DIV/0! | #DIV/0! | #DIV/0! | #DIV/0! | #DIV/0! | #DIV/0! | #DIV/0! | #DIV/0! | #DIV/0! | #DIV/0! | #DIV/0! | #DIV/0! | #DIV/0! | #DIV/0! | #DIV/0! | #N/A | #N/A | #DIV/0! | #VALUE! | #N/A | #N/A | #N/A | #N/A | #N/A | #N/A | #VALUE! | #DIV/0! | #DIV/0! | #DIV/0! | #DIV/0! | #DIV/0! | #DIV/0! | #DIV/0! | #DIV/0! | #DIV/0! | #DIV/0! | #DIV/0! | #DIV/0! | #DIV/0! | #DIV/0! | #DIV/0! | #DIV/0! | #DIV/0! | #DIV/0! | #DIV/0! | #DIV/0! | #DIV/0! | #DIV/0! | #DIV/0! | #DIV/0! | #DIV/0! | #DIV/0! | #DIV/0! | #DIV/0! | #DIV/0! | #DIV/0! | #DIV/0! | #DIV/0! | #DIV/0! | #DIV/0! | #DIV/0! | #DIV/0! | #DIV/0! | #DIV/0! | #DIV/0! | #DIV/0! | #DIV/0! | #DIV/0! | #DIV/0! | #DIV/0! | #DIV/0! | #DIV/0! | #DIV/0! | #DIV/0! | #DIV/0! | #DIV/0! | #DIV/0! | #DIV/0! | #DIV/0! | #DIV/0! | #DIV/0! | #DIV/0! | #DIV/0! | #DIV/0! | #DIV/0! | #DIV/0!
0 | 0 | 0 | 0 | 0 | 0 | #DIV/0! | #DIV/0! | #DIV/0! | #DIV/0! | #DIV/0! | #DIV/0! | #DIV/0! | #DIV/0! | #DIV/0! | #DIV/0! | #DIV/0! | #DIV/0! | #DIV/0! | #DIV/0! | #DIV/0! | #DIV/0! | #DIV/0! | #DIV/0! | #DIV/0! | #DIV/0! | #DIV/0! | #DIV/0! | #DIV/0! | #DIV/0! | #DIV/0! | #DIV/0! | #DIV/0! | #N/A | #N/A | #DIV/0! | #VALUE! | #N/A | #N/A | #N/A | #N/A | #N/A | #N/A | #VALUE! | #DIV/0! | #DIV/0! | #DIV/0! | #DIV/0! | #DIV/0! | #DIV/0! | #DIV/0! | #DIV/0! | #DIV/0! | #DIV/0! | #DIV/0! | #DIV/0! | #DIV/0! | #DIV/0! | #DIV/0! | #DIV/0! | #DIV/0! | #DIV/0! | #DIV/0! | #DIV/0! | #DIV/0! | #DIV/0! | #DIV/0! | #DIV/0! | #DIV/0! | #DIV/0! | #DIV/0! | #DIV/0! | #DIV/0! | #DIV/0! | #DIV/0! | #DIV/0! | #DIV/0! | #DIV/0! | #DIV/0! | #DIV/0! | #DIV/0! | #DIV/0! | #DIV/0! | #DIV/0! | #DIV/0! | #DIV/0! | #DIV/0! | #DIV/0! | #DIV/0! | #DIV/0! | #DIV/0! | #DIV/0! | #DIV/0! | #DIV/0! | #DIV/0! | #DIV/0! | #DIV/0! | #DIV/0! | #DIV/0! | #DIV/0! | #DIV/0! | #DIV/0! | #DIV/0! | #DIV/0!
0 | 0 | 0 | 0 | 0 | 0 | #DIV/0! | #DIV/0! | #DIV/0! | #DIV/0! | #DIV/0! | #DIV/0! | #DIV/0! | #DIV/0! | #DIV/0! | #DIV/0! | #DIV/0! | #DIV/0! | #DIV/0! | #DIV/0! | #DIV/0! | #DIV/0! | #DIV/0! | #DIV/0! | #DIV/0! | #DIV/0! | #DIV/0! | #DIV/0! | #DIV/0! | #DIV/0! | #DIV/0! | #DIV/0! | #DIV/0! | #N/A | #N/A | #DIV/0! | #VALUE! | #N/A | #N/A | #N/A | #N/A | #N/A | #N/A | #VALUE! | #DIV/0! | #DIV/0! | #DIV/0! | #DIV/0! | #DIV/0! | #DIV/0! | #DIV/0! | #DIV/0! | #DIV/0! | #DIV/0! | #DIV/0! | #DIV/0! | #DIV/0! | #DIV/0! | #DIV/0! | #DIV/0! | #DIV/0! | #DIV/0! | #DIV/0! | #DIV/0! | #DIV/0! | #DIV/0! | #DIV/0! | #DIV/0! | #DIV/0! | #DIV/0! | #DIV/0! | #DIV/0! | #DIV/0! | #DIV/0! | #DIV/0! | #DIV/0! | #DIV/0! | #DIV/0! | #DIV/0! | #DIV/0! | #DIV/0! | #DIV/0! | #DIV/0! | #DIV/0! | #DIV/0! | #DIV/0! | #DIV/0! | #DIV/0! | #DIV/0! | #DIV/0! | #DIV/0! | #DIV/0! | #DIV/0! | #DIV/0! | #DIV/0! | #DIV/0! | #DIV/0! | #DIV/0! | #DIV/0! | #DIV/0! | #DIV/0! | #DIV/0! | #DIV/0! | #DIV/0!
0 | 0 | 0 | 0 | 0 | 0 | #DIV/0! | #DIV/0! | #DIV/0! | #DIV/0! | #DIV/0! | #DIV/0! | #DIV/0! | #DIV/0! | #DIV/0! | #DIV/0! | #DIV/0! | #DIV/0! | #DIV/0! | #DIV/0! | #DIV/0! | #DIV/0! | #DIV/0! | #DIV/0! | #DIV/0! | #DIV/0! | #DIV/0! | #DIV/0! | #DIV/0! | #DIV/0! | #DIV/0! | #DIV/0! | #DIV/0! | #N/A | #N/A | #DIV/0! | #VALUE! | #N/A | #N/A | #N/A | #N/A | #N/A | #N/A | #VALUE! | #DIV/0! | #DIV/0! | #DIV/0! | #DIV/0! | #DIV/0! | #DIV/0! | #DIV/0! | #DIV/0! | #DIV/0! | #DIV/0! | #DIV/0! | #DIV/0! | #DIV/0! | #DIV/0! | #DIV/0! | #DIV/0! | #DIV/0! | #DIV/0! | #DIV/0! | #DIV/0! | #DIV/0! | #DIV/0! | #DIV/0! | #DIV/0! | #DIV/0! | #DIV/0! | #DIV/0! | #DIV/0! | #DIV/0! | #DIV/0! | #DIV/0! | #DIV/0! | #DIV/0! | #DIV/0! | #DIV/0! | #DIV/0! | #DIV/0! | #DIV/0! | #DIV/0! | #DIV/0! | #DIV/0! | #DIV/0! | #DIV/0! | #DIV/0! | #DIV/0! | #DIV/0! | #DIV/0! | #DIV/0! | #DIV/0! | #DIV/0! | #DIV/0! | #DIV/0! | #DIV/0! | #DIV/0! | #DIV/0! | #DIV/0! | #DIV/0! | #DIV/0! | #DIV/0! | #DIV/0!
0 | 0 | 0 | 0 | 0 | 0 | #DIV/0! | #DIV/0! | #DIV/0! | #DIV/0! | #DIV/0! | #DIV/0! | #DIV/0! | #DIV/0! | #DIV/0! | #DIV/0! | #DIV/0! | #DIV/0! | #DIV/0! | #DIV/0! | #DIV/0! | #DIV/0! | #DIV/0! | #DIV/0! | #DIV/0! | #DIV/0! | #DIV/0! | #DIV/0! | #DIV/0! | #DIV/0! | #DIV/0! | #DIV/0! | #DIV/0! | #N/A | #N/A | #DIV/0! | #VALUE! | #N/A | #N/A | #N/A | #N/A | #N/A | #N/A | #VALUE! | #DIV/0! | #DIV/0! | #DIV/0! | #DIV/0! | #DIV/0! | #DIV/0! | #DIV/0! | #DIV/0! | #DIV/0! | #DIV/0! | #DIV/0! | #DIV/0! | #DIV/0! | #DIV/0! | #DIV/0! | #DIV/0! | #DIV/0! | #DIV/0! | #DIV/0! | #DIV/0! | #DIV/0! | #DIV/0! | #DIV/0! | #DIV/0! | #DIV/0! | #DIV/0! | #DIV/0! | #DIV/0! | #DIV/0! | #DIV/0! | #DIV/0! | #DIV/0! | #DIV/0! | #DIV/0! | #DIV/0! | #DIV/0! | #DIV/0! | #DIV/0! | #DIV/0! | #DIV/0! | #DIV/0! | #DIV/0! | #DIV/0! | #DIV/0! | #DIV/0! | #DIV/0! | #DIV/0! | #DIV/0! | #DIV/0! | #DIV/0! | #DIV/0! | #DIV/0! | #DIV/0! | #DIV/0! | #DIV/0! | #DIV/0! | #DIV/0! | #DIV/0! | #DIV/0! | #DIV/0!
0 | 0 | 0 | 0 | 0 | 0 | #DIV/0! | #DIV/0! | #DIV/0! | #DIV/0! | #DIV/0! | #DIV/0! | #DIV/0! | #DIV/0! | #DIV/0! | #DIV/0! | #DIV/0! | #DIV/0! | #DIV/0! | #DIV/0! | #DIV/0! | #DIV/0! | #DIV/0! | #DIV/0! | #DIV/0! | #DIV/0! | #DIV/0! | #DIV/0! | #DIV/0! | #DIV/0! | #DIV/0! | #DIV/0! | #DIV/0! | #N/A | #N/A | #DIV/0! | #VALUE! | #N/A | #N/A | #N/A | #N/A | #N/A | #N/A | #VALUE! | #DIV/0! | #DIV/0! | #DIV/0! | #DIV/0! | #DIV/0! | #DIV/0! | #DIV/0! | #DIV/0! | #DIV/0! | #DIV/0! | #DIV/0! | #DIV/0! | #DIV/0! | #DIV/0! | #DIV/0! | #DIV/0! | #DIV/0! | #DIV/0! | #DIV/0! | #DIV/0! | #DIV/0! | #DIV/0! | #DIV/0! | #DIV/0! | #DIV/0! | #DIV/0! | #DIV/0! | #DIV/0! | #DIV/0! | #DIV/0! | #DIV/0! | #DIV/0! | #DIV/0! | #DIV/0! | #DIV/0! | #DIV/0! | #DIV/0! | #DIV/0! | #DIV/0! | #DIV/0! | #DIV/0! | #DIV/0! | #DIV/0! | #DIV/0! | #DIV/0! | #DIV/0! | #DIV/0! | #DIV/0! | #DIV/0! | #DIV/0! | #DIV/0! | #DIV/0! | #DIV/0! | #DIV/0! | #DIV/0! | #DIV/0! | #DIV/0! | #DIV/0! | #DIV/0! | #DIV/0!
0 | 0 | 0 | 0 | 0 | 0 | #DIV/0! | #DIV/0! | #DIV/0! | #DIV/0! | #DIV/0! | #DIV/0! | #DIV/0! | #DIV/0! | #DIV/0! | #DIV/0! | #DIV/0! | #DIV/0! | #DIV/0! | #DIV/0! | #DIV/0! | #DIV/0! | #DIV/0! | #DIV/0! | #DIV/0! | #DIV/0! | #DIV/0! | #DIV/0! | #DIV/0! | #DIV/0! | #DIV/0! | #DIV/0! | #DIV/0! | #N/A | #N/A | #DIV/0! | #VALUE! | #N/A | #N/A | #N/A | #N/A | #N/A | #N/A | #VALUE! | #DIV/0! | #DIV/0! | #DIV/0! | #DIV/0! | #DIV/0! | #DIV/0! | #DIV/0! | #DIV/0! | #DIV/0! | #DIV/0! | #DIV/0! | #DIV/0! | #DIV/0! | #DIV/0! | #DIV/0! | #DIV/0! | #DIV/0! | #DIV/0! | #DIV/0! | #DIV/0! | #DIV/0! | #DIV/0! | #DIV/0! | #DIV/0! | #DIV/0! | #DIV/0! | #DIV/0! | #DIV/0! | #DIV/0! | #DIV/0! | #DIV/0! | #DIV/0! | #DIV/0! | #DIV/0! | #DIV/0! | #DIV/0! | #DIV/0! | #DIV/0! | #DIV/0! | #DIV/0! | #DIV/0! | #DIV/0! | #DIV/0! | #DIV/0! | #DIV/0! | #DIV/0! | #DIV/0! | #DIV/0! | #DIV/0! | #DIV/0! | #DIV/0! | #DIV/0! | #DIV/0! | #DIV/0! | #DIV/0! | #DIV/0! | #DIV/0! | #DIV/0! | #DIV/0! | #DIV/0!
0 | 0 | 0 | 0 | 0 | 0 | #DIV/0! | #DIV/0! | #DIV/0! | #DIV/0! | #DIV/0! | #DIV/0! | #DIV/0! | #DIV/0! | #DIV/0! | #DIV/0! | #DIV/0! | #DIV/0! | #DIV/0! | #DIV/0! | #DIV/0! | #DIV/0! | #DIV/0! | #DIV/0! | #DIV/0! | #DIV/0! | #DIV/0! | #DIV/0! | #DIV/0! | #DIV/0! | #DIV/0! | #DIV/0! | #DIV/0! | #N/A | #N/A | #DIV/0! | #VALUE! | #N/A | #N/A | #N/A | #N/A | #N/A | #N/A | #VALUE! | #DIV/0! | #DIV/0! | #DIV/0! | #DIV/0! | #DIV/0! | #DIV/0! | #DIV/0! | #DIV/0! | #DIV/0! | #DIV/0! | #DIV/0! | #DIV/0! | #DIV/0! | #DIV/0! | #DIV/0! | #DIV/0! | #DIV/0! | #DIV/0! | #DIV/0! | #DIV/0! | #DIV/0! | #DIV/0! | #DIV/0! | #DIV/0! | #DIV/0! | #DIV/0! | #DIV/0! | #DIV/0! | #DIV/0! | #DIV/0! | #DIV/0! | #DIV/0! | #DIV/0! | #DIV/0! | #DIV/0! | #DIV/0! | #DIV/0! | #DIV/0! | #DIV/0! | #DIV/0! | #DIV/0! | #DIV/0! | #DIV/0! | #DIV/0! | #DIV/0! | #DIV/0! | #DIV/0! | #DIV/0! | #DIV/0! | #DIV/0! | #DIV/0! | #DIV/0! | #DIV/0! | #DIV/0! | #DIV/0! | #DIV/0! | #DIV/0! | #DIV/0! | #DIV/0! | #DIV/0!
0 | 0 | 0 | 0 | 0 | 0 | #DIV/0! | #DIV/0! | #DIV/0! | #DIV/0! | #DIV/0! | #DIV/0! | #DIV/0! | #DIV/0! | #DIV/0! | #DIV/0! | #DIV/0! | #DIV/0! | #DIV/0! | #DIV/0! | #DIV/0! | #DIV/0! | #DIV/0! | #DIV/0! | #DIV/0! | #DIV/0! | #DIV/0! | #DIV/0! | #DIV/0! | #DIV/0! | #DIV/0! | #DIV/0! | #DIV/0! | #N/A | #N/A | #DIV/0! | #VALUE! | #N/A | #N/A | #N/A | #N/A | #N/A | #N/A | #VALUE! | #DIV/0! | #DIV/0! | #DIV/0! | #DIV/0! | #DIV/0! | #DIV/0! | #DIV/0! | #DIV/0! | #DIV/0! | #DIV/0! | #DIV/0! | #DIV/0! | #DIV/0! | #DIV/0! | #DIV/0! | #DIV/0! | #DIV/0! | #DIV/0! | #DIV/0! | #DIV/0! | #DIV/0! | #DIV/0! | #DIV/0! | #DIV/0! | #DIV/0! | #DIV/0! | #DIV/0! | #DIV/0! | #DIV/0! | #DIV/0! | #DIV/0! | #DIV/0! | #DIV/0! | #DIV/0! | #DIV/0! | #DIV/0! | #DIV/0! | #DIV/0! | #DIV/0! | #DIV/0! | #DIV/0! | #DIV/0! | #DIV/0! | #DIV/0! | #DIV/0! | #DIV/0! | #DIV/0! | #DIV/0! | #DIV/0! | #DIV/0! | #DIV/0! | #DIV/0! | #DIV/0! | #DIV/0! | #DIV/0! | #DIV/0! | #DIV/0! | #DIV/0! | #DIV/0! | #DIV/0!
0 | 0 | 0 | 0 | 0 | 0 | #DIV/0! | #DIV/0! | #DIV/0! | #DIV/0! | #DIV/0! | #DIV/0! | #DIV/0! | #DIV/0! | #DIV/0! | #DIV/0! | #DIV/0! | #DIV/0! | #DIV/0! | #DIV/0! | #DIV/0! | #DIV/0! | #DIV/0! | #DIV/0! | #DIV/0! | #DIV/0! | #DIV/0! | #DIV/0! | #DIV/0! | #DIV/0! | #DIV/0! | #DIV/0! | #DIV/0! | #N/A | #N/A | #DIV/0! | #VALUE! | #N/A | #N/A | #N/A | #N/A | #N/A | #N/A | #VALUE! | #DIV/0! | #DIV/0! | #DIV/0! | #DIV/0! | #DIV/0! | #DIV/0! | #DIV/0! | #DIV/0! | #DIV/0! | #DIV/0! | #DIV/0! | #DIV/0! | #DIV/0! | #DIV/0! | #DIV/0! | #DIV/0! | #DIV/0! | #DIV/0! | #DIV/0! | #DIV/0! | #DIV/0! | #DIV/0! | #DIV/0! | #DIV/0! | #DIV/0! | #DIV/0! | #DIV/0! | #DIV/0! | #DIV/0! | #DIV/0! | #DIV/0! | #DIV/0! | #DIV/0! | #DIV/0! | #DIV/0! | #DIV/0! | #DIV/0! | #DIV/0! | #DIV/0! | #DIV/0! | #DIV/0! | #DIV/0! | #DIV/0! | #DIV/0! | #DIV/0! | #DIV/0! | #DIV/0! | #DIV/0! | #DIV/0! | #DIV/0! | #DIV/0! | #DIV/0! | #DIV/0! | #DIV/0! | #DIV/0! | #DIV/0! | #DIV/0! | #DIV/0! | #DIV/0! | #DIV/0!
0 | 0 | 0 | 0 | 0 | 0 | #DIV/0! | #DIV/0! | #DIV/0! | #DIV/0! | #DIV/0! | #DIV/0! | #DIV/0! | #DIV/0! | #DIV/0! | #DIV/0! | #DIV/0! | #DIV/0! | #DIV/0! | #DIV/0! | #DIV/0! | #DIV/0! | #DIV/0! | #DIV/0! | #DIV/0! | #DIV/0! | #DIV/0! | #DIV/0! | #DIV/0! | #DIV/0! | #DIV/0! | #DIV/0! | #DIV/0! | #N/A | #N/A | #DIV/0! | #VALUE! | #N/A | #N/A | #N/A | #N/A | #N/A | #N/A | #VALUE! | #DIV/0! | #DIV/0! | #DIV/0! | #DIV/0! | #DIV/0! | #DIV/0! | #DIV/0! | #DIV/0! | #DIV/0! | #DIV/0! | #DIV/0! | #DIV/0! | #DIV/0! | #DIV/0! | #DIV/0! | #DIV/0! | #DIV/0! | #DIV/0! | #DIV/0! | #DIV/0! | #DIV/0! | #DIV/0! | #DIV/0! | #DIV/0! | #DIV/0! | #DIV/0! | #DIV/0! | #DIV/0! | #DIV/0! | #DIV/0! | #DIV/0! | #DIV/0! | #DIV/0! | #DIV/0! | #DIV/0! | #DIV/0! | #DIV/0! | #DIV/0! | #DIV/0! | #DIV/0! | #DIV/0! | #DIV/0! | #DIV/0! | #DIV/0! | #DIV/0! | #DIV/0! | #DIV/0! | #DIV/0! | #DIV/0! | #DIV/0! | #DIV/0! | #DIV/0! | #DIV/0! | #DIV/0! | #DIV/0! | #DIV/0! | #DIV/0! | #DIV/0! | #DIV/0! | #DIV/0!
0 | 0 | 0 | 0 | 0 | 0 | #DIV/0! | #DIV/0! | #DIV/0! | #DIV/0! | #DIV/0! | #DIV/0! | #DIV/0! | #DIV/0! | #DIV/0! | #DIV/0! | #DIV/0! | #DIV/0! | #DIV/0! | #DIV/0! | #DIV/0! | #DIV/0! | #DIV/0! | #DIV/0! | #DIV/0! | #DIV/0! | #DIV/0! | #DIV/0! | #DIV/0! | #DIV/0! | #DIV/0! | #DIV/0! | #DIV/0! | #N/A | #N/A | #DIV/0! | #VALUE! | #N/A | #N/A | #N/A | #N/A | #N/A | #N/A | #VALUE! | #DIV/0! | #DIV/0! | #DIV/0! | #DIV/0! | #DIV/0! | #DIV/0! | #DIV/0! | #DIV/0! | #DIV/0! | #DIV/0! | #DIV/0! | #DIV/0! | #DIV/0! | #DIV/0! | #DIV/0! | #DIV/0! | #DIV/0! | #DIV/0! | #DIV/0! | #DIV/0! | #DIV/0! | #DIV/0! | #DIV/0! | #DIV/0! | #DIV/0! | #DIV/0! | #DIV/0! | #DIV/0! | #DIV/0! | #DIV/0! | #DIV/0! | #DIV/0! | #DIV/0! | #DIV/0! | #DIV/0! | #DIV/0! | #DIV/0! | #DIV/0! | #DIV/0! | #DIV/0! | #DIV/0! | #DIV/0! | #DIV/0! | #DIV/0! | #DIV/0! | #DIV/0! | #DIV/0! | #DIV/0! | #DIV/0! | #DIV/0! | #DIV/0! | #DIV/0! | #DIV/0! | #DIV/0! | #DIV/0! | #DIV/0! | #DIV/0! | #DIV/0! | #DIV/0! | #DIV/0!
0 | 0 | 0 | 0 | 0 | 0 | #DIV/0! | #DIV/0! | #DIV/0! | #DIV/0! | #DIV/0! | #DIV/0! | #DIV/0! | #DIV/0! | #DIV/0! | #DIV/0! | #DIV/0! | #DIV/0! | #DIV/0! | #DIV/0! | #DIV/0! | #DIV/0! | #DIV/0! | #DIV/0! | #DIV/0! | #DIV/0! | #DIV/0! | #DIV/0! | #DIV/0! | #DIV/0! | #DIV/0! | #DIV/0! | #DIV/0! | #N/A | #N/A | #DIV/0! | #VALUE! | #N/A | #N/A | #N/A | #N/A | #N/A | #N/A | #VALUE! | #DIV/0! | #DIV/0! | #DIV/0! | #DIV/0! | #DIV/0! | #DIV/0! | #DIV/0! | #DIV/0! | #DIV/0! | #DIV/0! | #DIV/0! | #DIV/0! | #DIV/0! | #DIV/0! | #DIV/0! | #DIV/0! | #DIV/0! | #DIV/0! | #DIV/0! | #DIV/0! | #DIV/0! | #DIV/0! | #DIV/0! | #DIV/0! | #DIV/0! | #DIV/0! | #DIV/0! | #DIV/0! | #DIV/0! | #DIV/0! | #DIV/0! | #DIV/0! | #DIV/0! | #DIV/0! | #DIV/0! | #DIV/0! | #DIV/0! | #DIV/0! | #DIV/0! | #DIV/0! | #DIV/0! | #DIV/0! | #DIV/0! | #DIV/0! | #DIV/0! | #DIV/0! | #DIV/0! | #DIV/0! | #DIV/0! | #DIV/0! | #DIV/0! | #DIV/0! | #DIV/0! | #DIV/0! | #DIV/0! | #DIV/0! | #DIV/0! | #DIV/0! | #DIV/0! | #DIV/0!
0 | 0 | 0 | 0 | 0 | 0 | #DIV/0! | #DIV/0! | #DIV/0! | #DIV/0! | #DIV/0! | #DIV/0! | #DIV/0! | #DIV/0! | #DIV/0! | #DIV/0! | #DIV/0! | #DIV/0! | #DIV/0! | #DIV/0! | #DIV/0! | #DIV/0! | #DIV/0! | #DIV/0! | #DIV/0! | #DIV/0! | #DIV/0! | #DIV/0! | #DIV/0! | #DIV/0! | #DIV/0! | #DIV/0! | #DIV/0! | #N/A | #N/A | #DIV/0! | #VALUE! | #N/A | #N/A | #N/A | #N/A | #N/A | #N/A | #VALUE! | #DIV/0! | #DIV/0! | #DIV/0! | #DIV/0! | #DIV/0! | #DIV/0! | #DIV/0! | #DIV/0! | #DIV/0! | #DIV/0! | #DIV/0! | #DIV/0! | #DIV/0! | #DIV/0! | #DIV/0! | #DIV/0! | #DIV/0! | #DIV/0! | #DIV/0! | #DIV/0! | #DIV/0! | #DIV/0! | #DIV/0! | #DIV/0! | #DIV/0! | #DIV/0! | #DIV/0! | #DIV/0! | #DIV/0! | #DIV/0! | #DIV/0! | #DIV/0! | #DIV/0! | #DIV/0! | #DIV/0! | #DIV/0! | #DIV/0! | #DIV/0! | #DIV/0! | #DIV/0! | #DIV/0! | #DIV/0! | #DIV/0! | #DIV/0! | #DIV/0! | #DIV/0! | #DIV/0! | #DIV/0! | #DIV/0! | #DIV/0! | #DIV/0! | #DIV/0! | #DIV/0! | #DIV/0! | #DIV/0! | #DIV/0! | #DIV/0! | #DIV/0! | #DIV/0! | #DIV/0!
0 | 0 | 0 | 0 | 0 | 0 | #DIV/0! | #DIV/0! | #DIV/0! | #DIV/0! | #DIV/0! | #DIV/0! | #DIV/0! | #DIV/0! | #DIV/0! | #DIV/0! | #DIV/0! | #DIV/0! | #DIV/0! | #DIV/0! | #DIV/0! | #DIV/0! | #DIV/0! | #DIV/0! | #DIV/0! | #DIV/0! | #DIV/0! | #DIV/0! | #DIV/0! | #DIV/0! | #DIV/0! | #DIV/0! | #DIV/0! | #N/A | #N/A | #DIV/0! | #VALUE! | #N/A | #N/A | #N/A | #N/A | #N/A | #N/A | #VALUE! | #DIV/0! | #DIV/0! | #DIV/0! | #DIV/0! | #DIV/0! | #DIV/0! | #DIV/0! | #DIV/0! | #DIV/0! | #DIV/0! | #DIV/0! | #DIV/0! | #DIV/0! | #DIV/0! | #DIV/0! | #DIV/0! | #DIV/0! | #DIV/0! | #DIV/0! | #DIV/0! | #DIV/0! | #DIV/0! | #DIV/0! | #DIV/0! | #DIV/0! | #DIV/0! | #DIV/0! | #DIV/0! | #DIV/0! | #DIV/0! | #DIV/0! | #DIV/0! | #DIV/0! | #DIV/0! | #DIV/0! | #DIV/0! | #DIV/0! | #DIV/0! | #DIV/0! | #DIV/0! | #DIV/0! | #DIV/0! | #DIV/0! | #DIV/0! | #DIV/0! | #DIV/0! | #DIV/0! | #DIV/0! | #DIV/0! | #DIV/0! | #DIV/0! | #DIV/0! | #DIV/0! | #DIV/0! | #DIV/0! | #DIV/0! | #DIV/0! | #DIV/0! | #DIV/0! | #DIV/0!
0 | 0 | 0 | 0 | 0 | 0 | #DIV/0! | #DIV/0! | #DIV/0! | #DIV/0! | #DIV/0! | #DIV/0! | #DIV/0! | #DIV/0! | #DIV/0! | #DIV/0! | #DIV/0! | #DIV/0! | #DIV/0! | #DIV/0! | #DIV/0! | #DIV/0! | #DIV/0! | #DIV/0! | #DIV/0! | #DIV/0! | #DIV/0! | #DIV/0! | #DIV/0! | #DIV/0! | #DIV/0! | #DIV/0! | #DIV/0! | #N/A | #N/A | #DIV/0! | #VALUE! | #N/A | #N/A | #N/A | #N/A | #N/A | #N/A | #VALUE! | #DIV/0! | #DIV/0! | #DIV/0! | #DIV/0! | #DIV/0! | #DIV/0! | #DIV/0! | #DIV/0! | #DIV/0! | #DIV/0! | #DIV/0! | #DIV/0! | #DIV/0! | #DIV/0! | #DIV/0! | #DIV/0! | #DIV/0! | #DIV/0! | #DIV/0! | #DIV/0! | #DIV/0! | #DIV/0! | #DIV/0! | #DIV/0! | #DIV/0! | #DIV/0! | #DIV/0! | #DIV/0! | #DIV/0! | #DIV/0! | #DIV/0! | #DIV/0! | #DIV/0! | #DIV/0! | #DIV/0! | #DIV/0! | #DIV/0! | #DIV/0! | #DIV/0! | #DIV/0! | #DIV/0! | #DIV/0! | #DIV/0! | #DIV/0! | #DIV/0! | #DIV/0! | #DIV/0! | #DIV/0! | #DIV/0! | #DIV/0! | #DIV/0! | #DIV/0! | #DIV/0! | #DIV/0! | #DIV/0! | #DIV/0! | #DIV/0! | #DIV/0! | #DIV/0! | #DIV/0!
0 | 0 | 0 | 0 | 0 | 0 | #DIV/0! | #DIV/0! | #DIV/0! | #DIV/0! | #DIV/0! | #DIV/0! | #DIV/0! | #DIV/0! | #DIV/0! | #DIV/0! | #DIV/0! | #DIV/0! | #DIV/0! | #DIV/0! | #DIV/0! | #DIV/0! | #DIV/0! | #DIV/0! | #DIV/0! | #DIV/0! | #DIV/0! | #DIV/0! | #DIV/0! | #DIV/0! | #DIV/0! | #DIV/0! | #DIV/0! | #N/A | #N/A | #DIV/0! | #VALUE! | #N/A | #N/A | #N/A | #N/A | #N/A | #N/A | #VALUE! | #DIV/0! | #DIV/0! | #DIV/0! | #DIV/0! | #DIV/0! | #DIV/0! | #DIV/0! | #DIV/0! | #DIV/0! | #DIV/0! | #DIV/0! | #DIV/0! | #DIV/0! | #DIV/0! | #DIV/0! | #DIV/0! | #DIV/0! | #DIV/0! | #DIV/0! | #DIV/0! | #DIV/0! | #DIV/0! | #DIV/0! | #DIV/0! | #DIV/0! | #DIV/0! | #DIV/0! | #DIV/0! | #DIV/0! | #DIV/0! | #DIV/0! | #DIV/0! | #DIV/0! | #DIV/0! | #DIV/0! | #DIV/0! | #DIV/0! | #DIV/0! | #DIV/0! | #DIV/0! | #DIV/0! | #DIV/0! | #DIV/0! | #DIV/0! | #DIV/0! | #DIV/0! | #DIV/0! | #DIV/0! | #DIV/0! | #DIV/0! | #DIV/0! | #DIV/0! | #DIV/0! | #DIV/0! | #DIV/0! | #DIV/0! | #DIV/0! | #DIV/0! | #DIV/0! | #DIV/0!
0 | 0 | 0 | 0 | 0 | 0 | #DIV/0! | #DIV/0! | #DIV/0! | #DIV/0! | #DIV/0! | #DIV/0! | #DIV/0! | #DIV/0! | #DIV/0! | #DIV/0! | #DIV/0! | #DIV/0! | #DIV/0! | #DIV/0! | #DIV/0! | #DIV/0! | #DIV/0! | #DIV/0! | #DIV/0! | #DIV/0! | #DIV/0! | #DIV/0! | #DIV/0! | #DIV/0! | #DIV/0! | #DIV/0! | #DIV/0! | #N/A | #N/A | #DIV/0! | #VALUE! | #N/A | #N/A | #N/A | #N/A | #N/A | #N/A | #VALUE! | #DIV/0! | #DIV/0! | #DIV/0! | #DIV/0! | #DIV/0! | #DIV/0! | #DIV/0! | #DIV/0! | #DIV/0! | #DIV/0! | #DIV/0! | #DIV/0! | #DIV/0! | #DIV/0! | #DIV/0! | #DIV/0! | #DIV/0! | #DIV/0! | #DIV/0! | #DIV/0! | #DIV/0! | #DIV/0! | #DIV/0! | #DIV/0! | #DIV/0! | #DIV/0! | #DIV/0! | #DIV/0! | #DIV/0! | #DIV/0! | #DIV/0! | #DIV/0! | #DIV/0! | #DIV/0! | #DIV/0! | #DIV/0! | #DIV/0! | #DIV/0! | #DIV/0! | #DIV/0! | #DIV/0! | #DIV/0! | #DIV/0! | #DIV/0! | #DIV/0! | #DIV/0! | #DIV/0! | #DIV/0! | #DIV/0! | #DIV/0! | #DIV/0! | #DIV/0! | #DIV/0! | #DIV/0! | #DIV/0! | #DIV/0! | #DIV/0! | #DIV/0! | #DIV/0! | #DIV/0!
0 | 0 | 0 | 0 | 0 | 0 | #DIV/0! | #DIV/0! | #DIV/0! | #DIV/0! | #DIV/0! | #DIV/0! | #DIV/0! | #DIV/0! | #DIV/0! | #DIV/0! | #DIV/0! | #DIV/0! | #DIV/0! | #DIV/0! | #DIV/0! | #DIV/0! | #DIV/0! | #DIV/0! | #DIV/0! | #DIV/0! | #DIV/0! | #DIV/0! | #DIV/0! | #DIV/0! | #DIV/0! | #DIV/0! | #DIV/0! | #N/A | #N/A | #DIV/0! | #VALUE! | #N/A | #N/A | #N/A | #N/A | #N/A | #N/A | #VALUE! | #DIV/0! | #DIV/0! | #DIV/0! | #DIV/0! | #DIV/0! | #DIV/0! | #DIV/0! | #DIV/0! | #DIV/0! | #DIV/0! | #DIV/0! | #DIV/0! | #DIV/0! | #DIV/0! | #DIV/0! | #DIV/0! | #DIV/0! | #DIV/0! | #DIV/0! | #DIV/0! | #DIV/0! | #DIV/0! | #DIV/0! | #DIV/0! | #DIV/0! | #DIV/0! | #DIV/0! | #DIV/0! | #DIV/0! | #DIV/0! | #DIV/0! | #DIV/0! | #DIV/0! | #DIV/0! | #DIV/0! | #DIV/0! | #DIV/0! | #DIV/0! | #DIV/0! | #DIV/0! | #DIV/0! | #DIV/0! | #DIV/0! | #DIV/0! | #DIV/0! | #DIV/0! | #DIV/0! | #DIV/0! | #DIV/0! | #DIV/0! | #DIV/0! | #DIV/0! | #DIV/0! | #DIV/0! | #DIV/0! | #DIV/0! | #DIV/0! | #DIV/0! | #DIV/0! | #DIV/0!
0 | 0 | 0 | 0 | 0 | 0 | #DIV/0! | #DIV/0! | #DIV/0! | #DIV/0! | #DIV/0! | #DIV/0! | #DIV/0! | #DIV/0! | #DIV/0! | #DIV/0! | #DIV/0! | #DIV/0! | #DIV/0! | #DIV/0! | #DIV/0! | #DIV/0! | #DIV/0! | #DIV/0! | #DIV/0! | #DIV/0! | #DIV/0! | #DIV/0! | #DIV/0! | #DIV/0! | #DIV/0! | #DIV/0! | #DIV/0! | #N/A | #N/A | #DIV/0! | #VALUE! | #N/A | #N/A | #N/A | #N/A | #N/A | #N/A | #VALUE! | #DIV/0! | #DIV/0! | #DIV/0! | #DIV/0! | #DIV/0! | #DIV/0! | #DIV/0! | #DIV/0! | #DIV/0! | #DIV/0! | #DIV/0! | #DIV/0! | #DIV/0! | #DIV/0! | #DIV/0! | #DIV/0! | #DIV/0! | #DIV/0! | #DIV/0! | #DIV/0! | #DIV/0! | #DIV/0! | #DIV/0! | #DIV/0! | #DIV/0! | #DIV/0! | #DIV/0! | #DIV/0! | #DIV/0! | #DIV/0! | #DIV/0! | #DIV/0! | #DIV/0! | #DIV/0! | #DIV/0! | #DIV/0! | #DIV/0! | #DIV/0! | #DIV/0! | #DIV/0! | #DIV/0! | #DIV/0! | #DIV/0! | #DIV/0! | #DIV/0! | #DIV/0! | #DIV/0! | #DIV/0! | #DIV/0! | #DIV/0! | #DIV/0! | #DIV/0! | #DIV/0! | #DIV/0! | #DIV/0! | #DIV/0! | #DIV/0! | #DIV/0! | #DIV/0! | #DIV/0!
0 | 0 | 0 | 0 | 0 | 0 | #DIV/0! | #DIV/0! | #DIV/0! | #DIV/0! | #DIV/0! | #DIV/0! | #DIV/0! | #DIV/0! | #DIV/0! | #DIV/0! | #DIV/0! | #DIV/0! | #DIV/0! | #DIV/0! | #DIV/0! | #DIV/0! | #DIV/0! | #DIV/0! | #DIV/0! | #DIV/0! | #DIV/0! | #DIV/0! | #DIV/0! | #DIV/0! | #DIV/0! | #DIV/0! | #DIV/0! | #N/A | #N/A | #DIV/0! | #VALUE! | #N/A | #N/A | #N/A | #N/A | #N/A | #N/A | #VALUE! | #DIV/0! | #DIV/0! | #DIV/0! | #DIV/0! | #DIV/0! | #DIV/0! | #DIV/0! | #DIV/0! | #DIV/0! | #DIV/0! | #DIV/0! | #DIV/0! | #DIV/0! | #DIV/0! | #DIV/0! | #DIV/0! | #DIV/0! | #DIV/0! | #DIV/0! | #DIV/0! | #DIV/0! | #DIV/0! | #DIV/0! | #DIV/0! | #DIV/0! | #DIV/0! | #DIV/0! | #DIV/0! | #DIV/0! | #DIV/0! | #DIV/0! | #DIV/0! | #DIV/0! | #DIV/0! | #DIV/0! | #DIV/0! | #DIV/0! | #DIV/0! | #DIV/0! | #DIV/0! | #DIV/0! | #DIV/0! | #DIV/0! | #DIV/0! | #DIV/0! | #DIV/0! | #DIV/0! | #DIV/0! | #DIV/0! | #DIV/0! | #DIV/0! | #DIV/0! | #DIV/0! | #DIV/0! | #DIV/0! | #DIV/0! | #DIV/0! | #DIV/0! | #DIV/0! | #DIV/0!
0 | 0 | 0 | 0 | 0 | 0 | #DIV/0! | #DIV/0! | #DIV/0! | #DIV/0! | #DIV/0! | #DIV/0! | #DIV/0! | #DIV/0! | #DIV/0! | #DIV/0! | #DIV/0! | #DIV/0! | #DIV/0! | #DIV/0! | #DIV/0! | #DIV/0! | #DIV/0! | #DIV/0! | #DIV/0! | #DIV/0! | #DIV/0! | #DIV/0! | #DIV/0! | #DIV/0! | #DIV/0! | #DIV/0! | #DIV/0! | #N/A | #N/A | #DIV/0! | #VALUE! | #N/A | #N/A | #N/A | #N/A | #N/A | #N/A | #VALUE! | #DIV/0! | #DIV/0! | #DIV/0! | #DIV/0! | #DIV/0! | #DIV/0! | #DIV/0! | #DIV/0! | #DIV/0! | #DIV/0! | #DIV/0! | #DIV/0! | #DIV/0! | #DIV/0! | #DIV/0! | #DIV/0! | #DIV/0! | #DIV/0! | #DIV/0! | #DIV/0! | #DIV/0! | #DIV/0! | #DIV/0! | #DIV/0! | #DIV/0! | #DIV/0! | #DIV/0! | #DIV/0! | #DIV/0! | #DIV/0! | #DIV/0! | #DIV/0! | #DIV/0! | #DIV/0! | #DIV/0! | #DIV/0! | #DIV/0! | #DIV/0! | #DIV/0! | #DIV/0! | #DIV/0! | #DIV/0! | #DIV/0! | #DIV/0! | #DIV/0! | #DIV/0! | #DIV/0! | #DIV/0! | #DIV/0! | #DIV/0! | #DIV/0! | #DIV/0! | #DIV/0! | #DIV/0! | #DIV/0! | #DIV/0! | #DIV/0! | #DIV/0! | #DIV/0! | #DIV/0!
0 | 0 | 0 | 0 | 0 | 0 | #DIV/0! | #DIV/0! | #DIV/0! | #DIV/0! | #DIV/0! | #DIV/0! | #DIV/0! | #DIV/0! | #DIV/0! | #DIV/0! | #DIV/0! | #DIV/0! | #DIV/0! | #DIV/0! | #DIV/0! | #DIV/0! | #DIV/0! | #DIV/0! | #DIV/0! | #DIV/0! | #DIV/0! | #DIV/0! | #DIV/0! | #DIV/0! | #DIV/0! | #DIV/0! | #DIV/0! | #N/A | #N/A | #DIV/0! | #VALUE! | #N/A | #N/A | #N/A | #N/A | #N/A | #N/A | #VALUE! | #DIV/0! | #DIV/0! | #DIV/0! | #DIV/0! | #DIV/0! | #DIV/0! | #DIV/0! | #DIV/0! | #DIV/0! | #DIV/0! | #DIV/0! | #DIV/0! | #DIV/0! | #DIV/0! | #DIV/0! | #DIV/0! | #DIV/0! | #DIV/0! | #DIV/0! | #DIV/0! | #DIV/0! | #DIV/0! | #DIV/0! | #DIV/0! | #DIV/0! | #DIV/0! | #DIV/0! | #DIV/0! | #DIV/0! | #DIV/0! | #DIV/0! | #DIV/0! | #DIV/0! | #DIV/0! | #DIV/0! | #DIV/0! | #DIV/0! | #DIV/0! | #DIV/0! | #DIV/0! | #DIV/0! | #DIV/0! | #DIV/0! | #DIV/0! | #DIV/0! | #DIV/0! | #DIV/0! | #DIV/0! | #DIV/0! | #DIV/0! | #DIV/0! | #DIV/0! | #DIV/0! | #DIV/0! | #DIV/0! | #DIV/0! | #DIV/0! | #DIV/0! | #DIV/0! | #DIV/0!
0 | 0 | 0 | 0 | 0 | 0 | #DIV/0! | #DIV/0! | #DIV/0! | #DIV/0! | #DIV/0! | #DIV/0! | #DIV/0! | #DIV/0! | #DIV/0! | #DIV/0! | #DIV/0! | #DIV/0! | #DIV/0! | #DIV/0! | #DIV/0! | #DIV/0! | #DIV/0! | #DIV/0! | #DIV/0! | #DIV/0! | #DIV/0! | #DIV/0! | #DIV/0! | #DIV/0! | #DIV/0! | #DIV/0! | #DIV/0! | #N/A | #N/A | #DIV/0! | #VALUE! | #N/A | #N/A | #N/A | #N/A | #N/A | #N/A | #VALUE! | #DIV/0! | #DIV/0! | #DIV/0! | #DIV/0! | #DIV/0! | #DIV/0! | #DIV/0! | #DIV/0! | #DIV/0! | #DIV/0! | #DIV/0! | #DIV/0! | #DIV/0! | #DIV/0! | #DIV/0! | #DIV/0! | #DIV/0! | #DIV/0! | #DIV/0! | #DIV/0! | #DIV/0! | #DIV/0! | #DIV/0! | #DIV/0! | #DIV/0! | #DIV/0! | #DIV/0! | #DIV/0! | #DIV/0! | #DIV/0! | #DIV/0! | #DIV/0! | #DIV/0! | #DIV/0! | #DIV/0! | #DIV/0! | #DIV/0! | #DIV/0! | #DIV/0! | #DIV/0! | #DIV/0! | #DIV/0! | #DIV/0! | #DIV/0! | #DIV/0! | #DIV/0! | #DIV/0! | #DIV/0! | #DIV/0! | #DIV/0! | #DIV/0! | #DIV/0! | #DIV/0! | #DIV/0! | #DIV/0! | #DIV/0! | #DIV/0! | #DIV/0! | #DIV/0! | #DIV/0!
0 | 0 | 0 | 0 | 0 | 0 | #DIV/0! | #DIV/0! | #DIV/0! | #DIV/0! | #DIV/0! | #DIV/0! | #DIV/0! | #DIV/0! | #DIV/0! | #DIV/0! | #DIV/0! | #DIV/0! | #DIV/0! | #DIV/0! | #DIV/0! | #DIV/0! | #DIV/0! | #DIV/0! | #DIV/0! | #DIV/0! | #DIV/0! | #DIV/0! | #DIV/0! | #DIV/0! | #DIV/0! | #DIV/0! | #DIV/0! | #N/A | #N/A | #DIV/0! | #VALUE! | #N/A | #N/A | #N/A | #N/A | #N/A | #N/A | #VALUE! | #DIV/0! | #DIV/0! | #DIV/0! | #DIV/0! | #DIV/0! | #DIV/0! | #DIV/0! | #DIV/0! | #DIV/0! | #DIV/0! | #DIV/0! | #DIV/0! | #DIV/0! | #DIV/0! | #DIV/0! | #DIV/0! | #DIV/0! | #DIV/0! | #DIV/0! | #DIV/0! | #DIV/0! | #DIV/0! | #DIV/0! | #DIV/0! | #DIV/0! | #DIV/0! | #DIV/0! | #DIV/0! | #DIV/0! | #DIV/0! | #DIV/0! | #DIV/0! | #DIV/0! | #DIV/0! | #DIV/0! | #DIV/0! | #DIV/0! | #DIV/0! | #DIV/0! | #DIV/0! | #DIV/0! | #DIV/0! | #DIV/0! | #DIV/0! | #DIV/0! | #DIV/0! | #DIV/0! | #DIV/0! | #DIV/0! | #DIV/0! | #DIV/0! | #DIV/0! | #DIV/0! | #DIV/0! | #DIV/0! | #DIV/0! | #DIV/0! | #DIV/0! | #DIV/0! | #DIV/0!
0 | 0 | 0 | 0 | 0 | 0 | #DIV/0! | #DIV/0! | #DIV/0! | #DIV/0! | #DIV/0! | #DIV/0! | #DIV/0! | #DIV/0! | #DIV/0! | #DIV/0! | #DIV/0! | #DIV/0! | #DIV/0! | #DIV/0! | #DIV/0! | #DIV/0! | #DIV/0! | #DIV/0! | #DIV/0! | #DIV/0! | #DIV/0! | #DIV/0! | #DIV/0! | #DIV/0! | #DIV/0! | #DIV/0! | #DIV/0! | #N/A | #N/A | #DIV/0! | #VALUE! | #N/A | #N/A | #N/A | #N/A | #N/A | #N/A | #VALUE! | #DIV/0! | #DIV/0! | #DIV/0! | #DIV/0! | #DIV/0! | #DIV/0! | #DIV/0! | #DIV/0! | #DIV/0! | #DIV/0! | #DIV/0! | #DIV/0! | #DIV/0! | #DIV/0! | #DIV/0! | #DIV/0! | #DIV/0! | #DIV/0! | #DIV/0! | #DIV/0! | #DIV/0! | #DIV/0! | #DIV/0! | #DIV/0! | #DIV/0! | #DIV/0! | #DIV/0! | #DIV/0! | #DIV/0! | #DIV/0! | #DIV/0! | #DIV/0! | #DIV/0! | #DIV/0! | #DIV/0! | #DIV/0! | #DIV/0! | #DIV/0! | #DIV/0! | #DIV/0! | #DIV/0! | #DIV/0! | #DIV/0! | #DIV/0! | #DIV/0! | #DIV/0! | #DIV/0! | #DIV/0! | #DIV/0! | #DIV/0! | #DIV/0! | #DIV/0! | #DIV/0! | #DIV/0! | #DIV/0! | #DIV/0! | #DIV/0! | #DIV/0! | #DIV/0! | #DIV/0!
0 | 0 | 0 | 0 | 0 | 0 | #DIV/0! | #DIV/0! | #DIV/0! | #DIV/0! | #DIV/0! | #DIV/0! | #DIV/0! | #DIV/0! | #DIV/0! | #DIV/0! | #DIV/0! | #DIV/0! | #DIV/0! | #DIV/0! | #DIV/0! | #DIV/0! | #DIV/0! | #DIV/0! | #DIV/0! | #DIV/0! | #DIV/0! | #DIV/0! | #DIV/0! | #DIV/0! | #DIV/0! | #DIV/0! | #DIV/0! | #N/A | #N/A | #DIV/0! | #VALUE! | #N/A | #N/A | #N/A | #N/A | #N/A | #N/A | #VALUE! | #DIV/0! | #DIV/0! | #DIV/0! | #DIV/0! | #DIV/0! | #DIV/0! | #DIV/0! | #DIV/0! | #DIV/0! | #DIV/0! | #DIV/0! | #DIV/0! | #DIV/0! | #DIV/0! | #DIV/0! | #DIV/0! | #DIV/0! | #DIV/0! | #DIV/0! | #DIV/0! | #DIV/0! | #DIV/0! | #DIV/0! | #DIV/0! | #DIV/0! | #DIV/0! | #DIV/0! | #DIV/0! | #DIV/0! | #DIV/0! | #DIV/0! | #DIV/0! | #DIV/0! | #DIV/0! | #DIV/0! | #DIV/0! | #DIV/0! | #DIV/0! | #DIV/0! | #DIV/0! | #DIV/0! | #DIV/0! | #DIV/0! | #DIV/0! | #DIV/0! | #DIV/0! | #DIV/0! | #DIV/0! | #DIV/0! | #DIV/0! | #DIV/0! | #DIV/0! | #DIV/0! | #DIV/0! | #DIV/0! | #DIV/0! | #DIV/0! | #DIV/0! | #DIV/0! | #DIV/0!
0 | 0 | 0 | 0 | 0 | 0 | #DIV/0! | #DIV/0! | #DIV/0! | #DIV/0! | #DIV/0! | #DIV/0! | #DIV/0! | #DIV/0! | #DIV/0! | #DIV/0! | #DIV/0! | #DIV/0! | #DIV/0! | #DIV/0! | #DIV/0! | #DIV/0! | #DIV/0! | #DIV/0! | #DIV/0! | #DIV/0! | #DIV/0! | #DIV/0! | #DIV/0! | #DIV/0! | #DIV/0! | #DIV/0! | #DIV/0! | #N/A | #N/A | #DIV/0! | #VALUE! | #N/A | #N/A | #N/A | #N/A | #N/A | #N/A | #VALUE! | #DIV/0! | #DIV/0! | #DIV/0! | #DIV/0! | #DIV/0! | #DIV/0! | #DIV/0! | #DIV/0! | #DIV/0! | #DIV/0! | #DIV/0! | #DIV/0! | #DIV/0! | #DIV/0! | #DIV/0! | #DIV/0! | #DIV/0! | #DIV/0! | #DIV/0! | #DIV/0! | #DIV/0! | #DIV/0! | #DIV/0! | #DIV/0! | #DIV/0! | #DIV/0! | #DIV/0! | #DIV/0! | #DIV/0! | #DIV/0! | #DIV/0! | #DIV/0! | #DIV/0! | #DIV/0! | #DIV/0! | #DIV/0! | #DIV/0! | #DIV/0! | #DIV/0! | #DIV/0! | #DIV/0! | #DIV/0! | #DIV/0! | #DIV/0! | #DIV/0! | #DIV/0! | #DIV/0! | #DIV/0! | #DIV/0! | #DIV/0! | #DIV/0! | #DIV/0! | #DIV/0! | #DIV/0! | #DIV/0! | #DIV/0! | #DIV/0! | #DIV/0! | #DIV/0! | #DIV/0!
0 | 0 | 0 | 0 | 0 | 0 | #DIV/0! | #DIV/0! | #DIV/0! | #DIV/0! | #DIV/0! | #DIV/0! | #DIV/0! | #DIV/0! | #DIV/0! | #DIV/0! | #DIV/0! | #DIV/0! | #DIV/0! | #DIV/0! | #DIV/0! | #DIV/0! | #DIV/0! | #DIV/0! | #DIV/0! | #DIV/0! | #DIV/0! | #DIV/0! | #DIV/0! | #DIV/0! | #DIV/0! | #DIV/0! | #DIV/0! | #N/A | #N/A | #DIV/0! | #VALUE! | #N/A | #N/A | #N/A | #N/A | #N/A | #N/A | #VALUE! | #DIV/0! | #DIV/0! | #DIV/0! | #DIV/0! | #DIV/0! | #DIV/0! | #DIV/0! | #DIV/0! | #DIV/0! | #DIV/0! | #DIV/0! | #DIV/0! | #DIV/0! | #DIV/0! | #DIV/0! | #DIV/0! | #DIV/0! | #DIV/0! | #DIV/0! | #DIV/0! | #DIV/0! | #DIV/0! | #DIV/0! | #DIV/0! | #DIV/0! | #DIV/0! | #DIV/0! | #DIV/0! | #DIV/0! | #DIV/0! | #DIV/0! | #DIV/0! | #DIV/0! | #DIV/0! | #DIV/0! | #DIV/0! | #DIV/0! | #DIV/0! | #DIV/0! | #DIV/0! | #DIV/0! | #DIV/0! | #DIV/0! | #DIV/0! | #DIV/0! | #DIV/0! | #DIV/0! | #DIV/0! | #DIV/0! | #DIV/0! | #DIV/0! | #DIV/0! | #DIV/0! | #DIV/0! | #DIV/0! | #DIV/0! | #DIV/0! | #DIV/0! | #DIV/0! | #DIV/0!
0 | 0 | 0 | 0 | 0 | 0 | #DIV/0! | #DIV/0! | #DIV/0! | #DIV/0! | #DIV/0! | #DIV/0! | #DIV/0! | #DIV/0! | #DIV/0! | #DIV/0! | #DIV/0! | #DIV/0! | #DIV/0! | #DIV/0! | #DIV/0! | #DIV/0! | #DIV/0! | #DIV/0! | #DIV/0! | #DIV/0! | #DIV/0! | #DIV/0! | #DIV/0! | #DIV/0! | #DIV/0! | #DIV/0! | #DIV/0! | #N/A | #N/A | #DIV/0! | #VALUE! | #N/A | #N/A | #N/A | #N/A | #N/A | #N/A | #VALUE! | #DIV/0! | #DIV/0! | #DIV/0! | #DIV/0! | #DIV/0! | #DIV/0! | #DIV/0! | #DIV/0! | #DIV/0! | #DIV/0! | #DIV/0! | #DIV/0! | #DIV/0! | #DIV/0! | #DIV/0! | #DIV/0! | #DIV/0! | #DIV/0! | #DIV/0! | #DIV/0! | #DIV/0! | #DIV/0! | #DIV/0! | #DIV/0! | #DIV/0! | #DIV/0! | #DIV/0! | #DIV/0! | #DIV/0! | #DIV/0! | #DIV/0! | #DIV/0! | #DIV/0! | #DIV/0! | #DIV/0! | #DIV/0! | #DIV/0! | #DIV/0! | #DIV/0! | #DIV/0! | #DIV/0! | #DIV/0! | #DIV/0! | #DIV/0! | #DIV/0! | #DIV/0! | #DIV/0! | #DIV/0! | #DIV/0! | #DIV/0! | #DIV/0! | #DIV/0! | #DIV/0! | #DIV/0! | #DIV/0! | #DIV/0! | #DIV/0! | #DIV/0! | #DIV/0! | #DIV/0!
0 | 0 | 0 | 0 | 0 | 0 | #DIV/0! | #DIV/0! | #DIV/0! | #DIV/0! | #DIV/0! | #DIV/0! | #DIV/0! | #DIV/0! | #DIV/0! | #DIV/0! | #DIV/0! | #DIV/0! | #DIV/0! | #DIV/0! | #DIV/0! | #DIV/0! | #DIV/0! | #DIV/0! | #DIV/0! | #DIV/0! | #DIV/0! | #DIV/0! | #DIV/0! | #DIV/0! | #DIV/0! | #DIV/0! | #DIV/0! | #N/A | #N/A | #DIV/0! | #VALUE! | #N/A | #N/A | #N/A | #N/A | #N/A | #N/A | #VALUE! | #DIV/0! | #DIV/0! | #DIV/0! | #DIV/0! | #DIV/0! | #DIV/0! | #DIV/0! | #DIV/0! | #DIV/0! | #DIV/0! | #DIV/0! | #DIV/0! | #DIV/0! | #DIV/0! | #DIV/0! | #DIV/0! | #DIV/0! | #DIV/0! | #DIV/0! | #DIV/0! | #DIV/0! | #DIV/0! | #DIV/0! | #DIV/0! | #DIV/0! | #DIV/0! | #DIV/0! | #DIV/0! | #DIV/0! | #DIV/0! | #DIV/0! | #DIV/0! | #DIV/0! | #DIV/0! | #DIV/0! | #DIV/0! | #DIV/0! | #DIV/0! | #DIV/0! | #DIV/0! | #DIV/0! | #DIV/0! | #DIV/0! | #DIV/0! | #DIV/0! | #DIV/0! | #DIV/0! | #DIV/0! | #DIV/0! | #DIV/0! | #DIV/0! | #DIV/0! | #DIV/0! | #DIV/0! | #DIV/0! | #DIV/0! | #DIV/0! | #DIV/0! | #DIV/0! | #DIV/0!
0 | 0 | 0 | 0 | 0 | 0 | #DIV/0! | #DIV/0! | #DIV/0! | #DIV/0! | #DIV/0! | #DIV/0! | #DIV/0! | #DIV/0! | #DIV/0! | #DIV/0! | #DIV/0! | #DIV/0! | #DIV/0! | #DIV/0! | #DIV/0! | #DIV/0! | #DIV/0! | #DIV/0! | #DIV/0! | #DIV/0! | #DIV/0! | #DIV/0! | #DIV/0! | #DIV/0! | #DIV/0! | #DIV/0! | #DIV/0! | #N/A | #N/A | #DIV/0! | #VALUE! | #N/A | #N/A | #N/A | #N/A | #N/A | #N/A | #VALUE! | #DIV/0! | #DIV/0! | #DIV/0! | #DIV/0! | #DIV/0! | #DIV/0! | #DIV/0! | #DIV/0! | #DIV/0! | #DIV/0! | #DIV/0! | #DIV/0! | #DIV/0! | #DIV/0! | #DIV/0! | #DIV/0! | #DIV/0! | #DIV/0! | #DIV/0! | #DIV/0! | #DIV/0! | #DIV/0! | #DIV/0! | #DIV/0! | #DIV/0! | #DIV/0! | #DIV/0! | #DIV/0! | #DIV/0! | #DIV/0! | #DIV/0! | #DIV/0! | #DIV/0! | #DIV/0! | #DIV/0! | #DIV/0! | #DIV/0! | #DIV/0! | #DIV/0! | #DIV/0! | #DIV/0! | #DIV/0! | #DIV/0! | #DIV/0! | #DIV/0! | #DIV/0! | #DIV/0! | #DIV/0! | #DIV/0! | #DIV/0! | #DIV/0! | #DIV/0! | #DIV/0! | #DIV/0! | #DIV/0! | #DIV/0! | #DIV/0! | #DIV/0! | #DIV/0! | #DIV/0!
0 | 0 | 0 | 0 | 0 | 0 | #DIV/0! | #DIV/0! | #DIV/0! | #DIV/0! | #DIV/0! | #DIV/0! | #DIV/0! | #DIV/0! | #DIV/0! | #DIV/0! | #DIV/0! | #DIV/0! | #DIV/0! | #DIV/0! | #DIV/0! | #DIV/0! | #DIV/0! | #DIV/0! | #DIV/0! | #DIV/0! | #DIV/0! | #DIV/0! | #DIV/0! | #DIV/0! | #DIV/0! | #DIV/0! | #DIV/0! | #N/A | #N/A | #DIV/0! | #VALUE! | #N/A | #N/A | #N/A | #N/A | #N/A | #N/A | #VALUE! | #DIV/0! | #DIV/0! | #DIV/0! | #DIV/0! | #DIV/0! | #DIV/0! | #DIV/0! | #DIV/0! | #DIV/0! | #DIV/0! | #DIV/0! | #DIV/0! | #DIV/0! | #DIV/0! | #DIV/0! | #DIV/0! | #DIV/0! | #DIV/0! | #DIV/0! | #DIV/0! | #DIV/0! | #DIV/0! | #DIV/0! | #DIV/0! | #DIV/0! | #DIV/0! | #DIV/0! | #DIV/0! | #DIV/0! | #DIV/0! | #DIV/0! | #DIV/0! | #DIV/0! | #DIV/0! | #DIV/0! | #DIV/0! | #DIV/0! | #DIV/0! | #DIV/0! | #DIV/0! | #DIV/0! | #DIV/0! | #DIV/0! | #DIV/0! | #DIV/0! | #DIV/0! | #DIV/0! | #DIV/0! | #DIV/0! | #DIV/0! | #DIV/0! | #DIV/0! | #DIV/0! | #DIV/0! | #DIV/0! | #DIV/0! | #DIV/0! | #DIV/0! | #DIV/0! | #DIV/0!
0 | 0 | 0 | 0 | 0 | 0 | #DIV/0! | #DIV/0! | #DIV/0! | #DIV/0! | #DIV/0! | #DIV/0! | #DIV/0! | #DIV/0! | #DIV/0! | #DIV/0! | #DIV/0! | #DIV/0! | #DIV/0! | #DIV/0! | #DIV/0! | #DIV/0! | #DIV/0! | #DIV/0! | #DIV/0! | #DIV/0! | #DIV/0! | #DIV/0! | #DIV/0! | #DIV/0! | #DIV/0! | #DIV/0! | #DIV/0! | #N/A | #N/A | #DIV/0! | #VALUE! | #N/A | #N/A | #N/A | #N/A | #N/A | #N/A | #VALUE! | #DIV/0! | #DIV/0! | #DIV/0! | #DIV/0! | #DIV/0! | #DIV/0! | #DIV/0! | #DIV/0! | #DIV/0! | #DIV/0! | #DIV/0! | #DIV/0! | #DIV/0! | #DIV/0! | #DIV/0! | #DIV/0! | #DIV/0! | #DIV/0! | #DIV/0! | #DIV/0! | #DIV/0! | #DIV/0! | #DIV/0! | #DIV/0! | #DIV/0! | #DIV/0! | #DIV/0! | #DIV/0! | #DIV/0! | #DIV/0! | #DIV/0! | #DIV/0! | #DIV/0! | #DIV/0! | #DIV/0! | #DIV/0! | #DIV/0! | #DIV/0! | #DIV/0! | #DIV/0! | #DIV/0! | #DIV/0! | #DIV/0! | #DIV/0! | #DIV/0! | #DIV/0! | #DIV/0! | #DIV/0! | #DIV/0! | #DIV/0! | #DIV/0! | #DIV/0! | #DIV/0! | #DIV/0! | #DIV/0! | #DIV/0! | #DIV/0! | #DIV/0! | #DIV/0! | #DIV/0!
0 | 0 | 0 | 0 | 0 | 0 | #DIV/0! | #DIV/0! | #DIV/0! | #DIV/0! | #DIV/0! | #DIV/0! | #DIV/0! | #DIV/0! | #DIV/0! | #DIV/0! | #DIV/0! | #DIV/0! | #DIV/0! | #DIV/0! | #DIV/0! | #DIV/0! | #DIV/0! | #DIV/0! | #DIV/0! | #DIV/0! | #DIV/0! | #DIV/0! | #DIV/0! | #DIV/0! | #DIV/0! | #DIV/0! | #DIV/0! | #N/A | #N/A | #DIV/0! | #VALUE! | #N/A | #N/A | #N/A | #N/A | #N/A | #N/A | #VALUE! | #DIV/0! | #DIV/0! | #DIV/0! | #DIV/0! | #DIV/0! | #DIV/0! | #DIV/0! | #DIV/0! | #DIV/0! | #DIV/0! | #DIV/0! | #DIV/0! | #DIV/0! | #DIV/0! | #DIV/0! | #DIV/0! | #DIV/0! | #DIV/0! | #DIV/0! | #DIV/0! | #DIV/0! | #DIV/0! | #DIV/0! | #DIV/0! | #DIV/0! | #DIV/0! | #DIV/0! | #DIV/0! | #DIV/0! | #DIV/0! | #DIV/0! | #DIV/0! | #DIV/0! | #DIV/0! | #DIV/0! | #DIV/0! | #DIV/0! | #DIV/0! | #DIV/0! | #DIV/0! | #DIV/0! | #DIV/0! | #DIV/0! | #DIV/0! | #DIV/0! | #DIV/0! | #DIV/0! | #DIV/0! | #DIV/0! | #DIV/0! | #DIV/0! | #DIV/0! | #DIV/0! | #DIV/0! | #DIV/0! | #DIV/0! | #DIV/0! | #DIV/0! | #DIV/0! | #DIV/0!
0 | 0 | 0 | 0 | 0 | 0 | #DIV/0! | #DIV/0! | #DIV/0! | #DIV/0! | #DIV/0! | #DIV/0! | #DIV/0! | #DIV/0! | #DIV/0! | #DIV/0! | #DIV/0! | #DIV/0! | #DIV/0! | #DIV/0! | #DIV/0! | #DIV/0! | #DIV/0! | #DIV/0! | #DIV/0! | #DIV/0! | #DIV/0! | #DIV/0! | #DIV/0! | #DIV/0! | #DIV/0! | #DIV/0! | #DIV/0! | #N/A | #N/A | #DIV/0! | #VALUE! | #N/A | #N/A | #N/A | #N/A | #N/A | #N/A | #VALUE! | #DIV/0! | #DIV/0! | #DIV/0! | #DIV/0! | #DIV/0! | #DIV/0! | #DIV/0! | #DIV/0! | #DIV/0! | #DIV/0! | #DIV/0! | #DIV/0! | #DIV/0! | #DIV/0! | #DIV/0! | #DIV/0! | #DIV/0! | #DIV/0! | #DIV/0! | #DIV/0! | #DIV/0! | #DIV/0! | #DIV/0! | #DIV/0! | #DIV/0! | #DIV/0! | #DIV/0! | #DIV/0! | #DIV/0! | #DIV/0! | #DIV/0! | #DIV/0! | #DIV/0! | #DIV/0! | #DIV/0! | #DIV/0! | #DIV/0! | #DIV/0! | #DIV/0! | #DIV/0! | #DIV/0! | #DIV/0! | #DIV/0! | #DIV/0! | #DIV/0! | #DIV/0! | #DIV/0! | #DIV/0! | #DIV/0! | #DIV/0! | #DIV/0! | #DIV/0! | #DIV/0! | #DIV/0! | #DIV/0! | #DIV/0! | #DIV/0! | #DIV/0! | #DIV/0! | #DIV/0!
0 | 0 | 0 | 0 | 0 | 0 | #DIV/0! | #DIV/0! | #DIV/0! | #DIV/0! | #DIV/0! | #DIV/0! | #DIV/0! | #DIV/0! | #DIV/0! | #DIV/0! | #DIV/0! | #DIV/0! | #DIV/0! | #DIV/0! | #DIV/0! | #DIV/0! | #DIV/0! | #DIV/0! | #DIV/0! | #DIV/0! | #DIV/0! | #DIV/0! | #DIV/0! | #DIV/0! | #DIV/0! | #DIV/0! | #DIV/0! | #N/A | #N/A | #DIV/0! | #VALUE! | #N/A | #N/A | #N/A | #N/A | #N/A | #N/A | #VALUE! | #DIV/0! | #DIV/0! | #DIV/0! | #DIV/0! | #DIV/0! | #DIV/0! | #DIV/0! | #DIV/0! | #DIV/0! | #DIV/0! | #DIV/0! | #DIV/0! | #DIV/0! | #DIV/0! | #DIV/0! | #DIV/0! | #DIV/0! | #DIV/0! | #DIV/0! | #DIV/0! | #DIV/0! | #DIV/0! | #DIV/0! | #DIV/0! | #DIV/0! | #DIV/0! | #DIV/0! | #DIV/0! | #DIV/0! | #DIV/0! | #DIV/0! | #DIV/0! | #DIV/0! | #DIV/0! | #DIV/0! | #DIV/0! | #DIV/0! | #DIV/0! | #DIV/0! | #DIV/0! | #DIV/0! | #DIV/0! | #DIV/0! | #DIV/0! | #DIV/0! | #DIV/0! | #DIV/0! | #DIV/0! | #DIV/0! | #DIV/0! | #DIV/0! | #DIV/0! | #DIV/0! | #DIV/0! | #DIV/0! | #DIV/0! | #DIV/0! | #DIV/0! | #DIV/0! | #DIV/0!
0 | 0 | 0 | 0 | 0 | 0 | #DIV/0! | #DIV/0! | #DIV/0! | #DIV/0! | #DIV/0! | #DIV/0! | #DIV/0! | #DIV/0! | #DIV/0! | #DIV/0! | #DIV/0! | #DIV/0! | #DIV/0! | #DIV/0! | #DIV/0! | #DIV/0! | #DIV/0! | #DIV/0! | #DIV/0! | #DIV/0! | #DIV/0! | #DIV/0! | #DIV/0! | #DIV/0! | #DIV/0! | #DIV/0! | #DIV/0! | #N/A | #N/A | #DIV/0! | #VALUE! | #N/A | #N/A | #N/A | #N/A | #N/A | #N/A | #VALUE! | #DIV/0! | #DIV/0! | #DIV/0! | #DIV/0! | #DIV/0! | #DIV/0! | #DIV/0! | #DIV/0! | #DIV/0! | #DIV/0! | #DIV/0! | #DIV/0! | #DIV/0! | #DIV/0! | #DIV/0! | #DIV/0! | #DIV/0! | #DIV/0! | #DIV/0! | #DIV/0! | #DIV/0! | #DIV/0! | #DIV/0! | #DIV/0! | #DIV/0! | #DIV/0! | #DIV/0! | #DIV/0! | #DIV/0! | #DIV/0! | #DIV/0! | #DIV/0! | #DIV/0! | #DIV/0! | #DIV/0! | #DIV/0! | #DIV/0! | #DIV/0! | #DIV/0! | #DIV/0! | #DIV/0! | #DIV/0! | #DIV/0! | #DIV/0! | #DIV/0! | #DIV/0! | #DIV/0! | #DIV/0! | #DIV/0! | #DIV/0! | #DIV/0! | #DIV/0! | #DIV/0! | #DIV/0! | #DIV/0! | #DIV/0! | #DIV/0! | #DIV/0! | #DIV/0! | #DIV/0!
0 | 0 | 0 | 0 | 0 | 0 | #DIV/0! | #DIV/0! | #DIV/0! | #DIV/0! | #DIV/0! | #DIV/0! | #DIV/0! | #DIV/0! | #DIV/0! | #DIV/0! | #DIV/0! | #DIV/0! | #DIV/0! | #DIV/0! | #DIV/0! | #DIV/0! | #DIV/0! | #DIV/0! | #DIV/0! | #DIV/0! | #DIV/0! | #DIV/0! | #DIV/0! | #DIV/0! | #DIV/0! | #DIV/0! | #DIV/0! | #N/A | #N/A | #DIV/0! | #VALUE! | #N/A | #N/A | #N/A | #N/A | #N/A | #N/A | #VALUE! | #DIV/0! | #DIV/0! | #DIV/0! | #DIV/0! | #DIV/0! | #DIV/0! | #DIV/0! | #DIV/0! | #DIV/0! | #DIV/0! | #DIV/0! | #DIV/0! | #DIV/0! | #DIV/0! | #DIV/0! | #DIV/0! | #DIV/0! | #DIV/0! | #DIV/0! | #DIV/0! | #DIV/0! | #DIV/0! | #DIV/0! | #DIV/0! | #DIV/0! | #DIV/0! | #DIV/0! | #DIV/0! | #DIV/0! | #DIV/0! | #DIV/0! | #DIV/0! | #DIV/0! | #DIV/0! | #DIV/0! | #DIV/0! | #DIV/0! | #DIV/0! | #DIV/0! | #DIV/0! | #DIV/0! | #DIV/0! | #DIV/0! | #DIV/0! | #DIV/0! | #DIV/0! | #DIV/0! | #DIV/0! | #DIV/0! | #DIV/0! | #DIV/0! | #DIV/0! | #DIV/0! | #DIV/0! | #DIV/0! | #DIV/0! | #DIV/0! | #DIV/0! | #DIV/0! | #DIV/0!
0 | 0 | 0 | 0 | 0 | 0 | #DIV/0! | #DIV/0! | #DIV/0! | #DIV/0! | #DIV/0! | #DIV/0! | #DIV/0! | #DIV/0! | #DIV/0! | #DIV/0! | #DIV/0! | #DIV/0! | #DIV/0! | #DIV/0! | #DIV/0! | #DIV/0! | #DIV/0! | #DIV/0! | #DIV/0! | #DIV/0! | #DIV/0! | #DIV/0! | #DIV/0! | #DIV/0! | #DIV/0! | #DIV/0! | #DIV/0! | #N/A | #N/A | #DIV/0! | #VALUE! | #N/A | #N/A | #N/A | #N/A | #N/A | #N/A | #VALUE! | #DIV/0! | #DIV/0! | #DIV/0! | #DIV/0! | #DIV/0! | #DIV/0! | #DIV/0! | #DIV/0! | #DIV/0! | #DIV/0! | #DIV/0! | #DIV/0! | #DIV/0! | #DIV/0! | #DIV/0! | #DIV/0! | #DIV/0! | #DIV/0! | #DIV/0! | #DIV/0! | #DIV/0! | #DIV/0! | #DIV/0! | #DIV/0! | #DIV/0! | #DIV/0! | #DIV/0! | #DIV/0! | #DIV/0! | #DIV/0! | #DIV/0! | #DIV/0! | #DIV/0! | #DIV/0! | #DIV/0! | #DIV/0! | #DIV/0! | #DIV/0! | #DIV/0! | #DIV/0! | #DIV/0! | #DIV/0! | #DIV/0! | #DIV/0! | #DIV/0! | #DIV/0! | #DIV/0! | #DIV/0! | #DIV/0! | #DIV/0! | #DIV/0! | #DIV/0! | #DIV/0! | #DIV/0! | #DIV/0! | #DIV/0! | #DIV/0! | #DIV/0! | #DIV/0! | #DIV/0!
0 | 0 | 0 | 0 | 0 | 0 | #DIV/0! | #DIV/0! | #DIV/0! | #DIV/0! | #DIV/0! | #DIV/0! | #DIV/0! | #DIV/0! | #DIV/0! | #DIV/0! | #DIV/0! | #DIV/0! | #DIV/0! | #DIV/0! | #DIV/0! | #DIV/0! | #DIV/0! | #DIV/0! | #DIV/0! | #DIV/0! | #DIV/0! | #DIV/0! | #DIV/0! | #DIV/0! | #DIV/0! | #DIV/0! | #DIV/0! | #N/A | #N/A | #DIV/0! | #VALUE! | #N/A | #N/A | #N/A | #N/A | #N/A | #N/A | #VALUE! | #DIV/0! | #DIV/0! | #DIV/0! | #DIV/0! | #DIV/0! | #DIV/0! | #DIV/0! | #DIV/0! | #DIV/0! | #DIV/0! | #DIV/0! | #DIV/0! | #DIV/0! | #DIV/0! | #DIV/0! | #DIV/0! | #DIV/0! | #DIV/0! | #DIV/0! | #DIV/0! | #DIV/0! | #DIV/0! | #DIV/0! | #DIV/0! | #DIV/0! | #DIV/0! | #DIV/0! | #DIV/0! | #DIV/0! | #DIV/0! | #DIV/0! | #DIV/0! | #DIV/0! | #DIV/0! | #DIV/0! | #DIV/0! | #DIV/0! | #DIV/0! | #DIV/0! | #DIV/0! | #DIV/0! | #DIV/0! | #DIV/0! | #DIV/0! | #DIV/0! | #DIV/0! | #DIV/0! | #DIV/0! | #DIV/0! | #DIV/0! | #DIV/0! | #DIV/0! | #DIV/0! | #DIV/0! | #DIV/0! | #DIV/0! | #DIV/0! | #DIV/0! | #DIV/0! | #DIV/0!
0 | 0 | 0 | 0 | 0 | 0 | #DIV/0! | #DIV/0! | #DIV/0! | #DIV/0! | #DIV/0! | #DIV/0! | #DIV/0! | #DIV/0! | #DIV/0! | #DIV/0! | #DIV/0! | #DIV/0! | #DIV/0! | #DIV/0! | #DIV/0! | #DIV/0! | #DIV/0! | #DIV/0! | #DIV/0! | #DIV/0! | #DIV/0! | #DIV/0! | #DIV/0! | #DIV/0! | #DIV/0! | #DIV/0! | #DIV/0! | #N/A | #N/A | #DIV/0! | #VALUE! | #N/A | #N/A | #N/A | #N/A | #N/A | #N/A | #VALUE! | #DIV/0! | #DIV/0! | #DIV/0! | #DIV/0! | #DIV/0! | #DIV/0! | #DIV/0! | #DIV/0! | #DIV/0! | #DIV/0! | #DIV/0! | #DIV/0! | #DIV/0! | #DIV/0! | #DIV/0! | #DIV/0! | #DIV/0! | #DIV/0! | #DIV/0! | #DIV/0! | #DIV/0! | #DIV/0! | #DIV/0! | #DIV/0! | #DIV/0! | #DIV/0! | #DIV/0! | #DIV/0! | #DIV/0! | #DIV/0! | #DIV/0! | #DIV/0! | #DIV/0! | #DIV/0! | #DIV/0! | #DIV/0! | #DIV/0! | #DIV/0! | #DIV/0! | #DIV/0! | #DIV/0! | #DIV/0! | #DIV/0! | #DIV/0! | #DIV/0! | #DIV/0! | #DIV/0! | #DIV/0! | #DIV/0! | #DIV/0! | #DIV/0! | #DIV/0! | #DIV/0! | #DIV/0! | #DIV/0! | #DIV/0! | #DIV/0! | #DIV/0! | #DIV/0! | #DIV/0!
0 | 0 | 0 | 0 | 0 | 0 | #DIV/0! | #DIV/0! | #DIV/0! | #DIV/0! | #DIV/0! | #DIV/0! | #DIV/0! | #DIV/0! | #DIV/0! | #DIV/0! | #DIV/0! | #DIV/0! | #DIV/0! | #DIV/0! | #DIV/0! | #DIV/0! | #DIV/0! | #DIV/0! | #DIV/0! | #DIV/0! | #DIV/0! | #DIV/0! | #DIV/0! | #DIV/0! | #DIV/0! | #DIV/0! | #DIV/0! | #N/A | #N/A | #DIV/0! | #VALUE! | #N/A | #N/A | #N/A | #N/A | #N/A | #N/A | #VALUE! | #DIV/0! | #DIV/0! | #DIV/0! | #DIV/0! | #DIV/0! | #DIV/0! | #DIV/0! | #DIV/0! | #DIV/0! | #DIV/0! | #DIV/0! | #DIV/0! | #DIV/0! | #DIV/0! | #DIV/0! | #DIV/0! | #DIV/0! | #DIV/0! | #DIV/0! | #DIV/0! | #DIV/0! | #DIV/0! | #DIV/0! | #DIV/0! | #DIV/0! | #DIV/0! | #DIV/0! | #DIV/0! | #DIV/0! | #DIV/0! | #DIV/0! | #DIV/0! | #DIV/0! | #DIV/0! | #DIV/0! | #DIV/0! | #DIV/0! | #DIV/0! | #DIV/0! | #DIV/0! | #DIV/0! | #DIV/0! | #DIV/0! | #DIV/0! | #DIV/0! | #DIV/0! | #DIV/0! | #DIV/0! | #DIV/0! | #DIV/0! | #DIV/0! | #DIV/0! | #DIV/0! | #DIV/0! | #DIV/0! | #DIV/0! | #DIV/0! | #DIV/0! | #DIV/0! | #DIV/0!
0 | 0 | 0 | 0 | 0 | 0 | #DIV/0! | #DIV/0! | #DIV/0! | #DIV/0! | #DIV/0! | #DIV/0! | #DIV/0! | #DIV/0! | #DIV/0! | #DIV/0! | #DIV/0! | #DIV/0! | #DIV/0! | #DIV/0! | #DIV/0! | #DIV/0! | #DIV/0! | #DIV/0! | #DIV/0! | #DIV/0! | #DIV/0! | #DIV/0! | #DIV/0! | #DIV/0! | #DIV/0! | #DIV/0! | #DIV/0! | #N/A | #N/A | #DIV/0! | #VALUE! | #N/A | #N/A | #N/A | #N/A | #N/A | #N/A | #VALUE! | #DIV/0! | #DIV/0! | #DIV/0! | #DIV/0! | #DIV/0! | #DIV/0! | #DIV/0! | #DIV/0! | #DIV/0! | #DIV/0! | #DIV/0! | #DIV/0! | #DIV/0! | #DIV/0! | #DIV/0! | #DIV/0! | #DIV/0! | #DIV/0! | #DIV/0! | #DIV/0! | #DIV/0! | #DIV/0! | #DIV/0! | #DIV/0! | #DIV/0! | #DIV/0! | #DIV/0! | #DIV/0! | #DIV/0! | #DIV/0! | #DIV/0! | #DIV/0! | #DIV/0! | #DIV/0! | #DIV/0! | #DIV/0! | #DIV/0! | #DIV/0! | #DIV/0! | #DIV/0! | #DIV/0! | #DIV/0! | #DIV/0! | #DIV/0! | #DIV/0! | #DIV/0! | #DIV/0! | #DIV/0! | #DIV/0! | #DIV/0! | #DIV/0! | #DIV/0! | #DIV/0! | #DIV/0! | #DIV/0! | #DIV/0! | #DIV/0! | #DIV/0! | #DIV/0! | #DIV/0!
0 | 0 | 0 | 0 | 0 | 0 | #DIV/0! | #DIV/0! | #DIV/0! | #DIV/0! | #DIV/0! | #DIV/0! | #DIV/0! | #DIV/0! | #DIV/0! | #DIV/0! | #DIV/0! | #DIV/0! | #DIV/0! | #DIV/0! | #DIV/0! | #DIV/0! | #DIV/0! | #DIV/0! | #DIV/0! | #DIV/0! | #DIV/0! | #DIV/0! | #DIV/0! | #DIV/0! | #DIV/0! | #DIV/0! | #DIV/0! | #N/A | #N/A | #DIV/0! | #VALUE! | #N/A | #N/A | #N/A | #N/A | #N/A | #N/A | #VALUE! | #DIV/0! | #DIV/0! | #DIV/0! | #DIV/0! | #DIV/0! | #DIV/0! | #DIV/0! | #DIV/0! | #DIV/0! | #DIV/0! | #DIV/0! | #DIV/0! | #DIV/0! | #DIV/0! | #DIV/0! | #DIV/0! | #DIV/0! | #DIV/0! | #DIV/0! | #DIV/0! | #DIV/0! | #DIV/0! | #DIV/0! | #DIV/0! | #DIV/0! | #DIV/0! | #DIV/0! | #DIV/0! | #DIV/0! | #DIV/0! | #DIV/0! | #DIV/0! | #DIV/0! | #DIV/0! | #DIV/0! | #DIV/0! | #DIV/0! | #DIV/0! | #DIV/0! | #DIV/0! | #DIV/0! | #DIV/0! | #DIV/0! | #DIV/0! | #DIV/0! | #DIV/0! | #DIV/0! | #DIV/0! | #DIV/0! | #DIV/0! | #DIV/0! | #DIV/0! | #DIV/0! | #DIV/0! | #DIV/0! | #DIV/0! | #DIV/0! | #DIV/0! | #DIV/0! | #DIV/0!
0 | 0 | 0 | 0 | 0 | 0 | #DIV/0! | #DIV/0! | #DIV/0! | #DIV/0! | #DIV/0! | #DIV/0! | #DIV/0! | #DIV/0! | #DIV/0! | #DIV/0! | #DIV/0! | #DIV/0! | #DIV/0! | #DIV/0! | #DIV/0! | #DIV/0! | #DIV/0! | #DIV/0! | #DIV/0! | #DIV/0! | #DIV/0! | #DIV/0! | #DIV/0! | #DIV/0! | #DIV/0! | #DIV/0! | #DIV/0! | #N/A | #N/A | #DIV/0! | #VALUE! | #N/A | #N/A | #N/A | #N/A | #N/A | #N/A | #VALUE! | #DIV/0! | #DIV/0! | #DIV/0! | #DIV/0! | #DIV/0! | #DIV/0! | #DIV/0! | #DIV/0! | #DIV/0! | #DIV/0! | #DIV/0! | #DIV/0! | #DIV/0! | #DIV/0! | #DIV/0! | #DIV/0! | #DIV/0! | #DIV/0! | #DIV/0! | #DIV/0! | #DIV/0! | #DIV/0! | #DIV/0! | #DIV/0! | #DIV/0! | #DIV/0! | #DIV/0! | #DIV/0! | #DIV/0! | #DIV/0! | #DIV/0! | #DIV/0! | #DIV/0! | #DIV/0! | #DIV/0! | #DIV/0! | #DIV/0! | #DIV/0! | #DIV/0! | #DIV/0! | #DIV/0! | #DIV/0! | #DIV/0! | #DIV/0! | #DIV/0! | #DIV/0! | #DIV/0! | #DIV/0! | #DIV/0! | #DIV/0! | #DIV/0! | #DIV/0! | #DIV/0! | #DIV/0! | #DIV/0! | #DIV/0! | #DIV/0! | #DIV/0! | #DIV/0! | #DIV/0!
0 | 0 | 0 | 0 | 0 | 0 | #DIV/0! | #DIV/0! | #DIV/0! | #DIV/0! | #DIV/0! | #DIV/0! | #DIV/0! | #DIV/0! | #DIV/0! | #DIV/0! | #DIV/0! | #DIV/0! | #DIV/0! | #DIV/0! | #DIV/0! | #DIV/0! | #DIV/0! | #DIV/0! | #DIV/0! | #DIV/0! | #DIV/0! | #DIV/0! | #DIV/0! | #DIV/0! | #DIV/0! | #DIV/0! | #DIV/0! | #N/A | #N/A | #DIV/0! | #VALUE! | #N/A | #N/A | #N/A | #N/A | #N/A | #N/A | #VALUE! | #DIV/0! | #DIV/0! | #DIV/0! | #DIV/0! | #DIV/0! | #DIV/0! | #DIV/0! | #DIV/0! | #DIV/0! | #DIV/0! | #DIV/0! | #DIV/0! | #DIV/0! | #DIV/0! | #DIV/0! | #DIV/0! | #DIV/0! | #DIV/0! | #DIV/0! | #DIV/0! | #DIV/0! | #DIV/0! | #DIV/0! | #DIV/0! | #DIV/0! | #DIV/0! | #DIV/0! | #DIV/0! | #DIV/0! | #DIV/0! | #DIV/0! | #DIV/0! | #DIV/0! | #DIV/0! | #DIV/0! | #DIV/0! | #DIV/0! | #DIV/0! | #DIV/0! | #DIV/0! | #DIV/0! | #DIV/0! | #DIV/0! | #DIV/0! | #DIV/0! | #DIV/0! | #DIV/0! | #DIV/0! | #DIV/0! | #DIV/0! | #DIV/0! | #DIV/0! | #DIV/0! | #DIV/0! | #DIV/0! | #DIV/0! | #DIV/0! | #DIV/0! | #DIV/0! | #DIV/0!
0 | 0 | 0 | 0 | 0 | 0 | #DIV/0! | #DIV/0! | #DIV/0! | #DIV/0! | #DIV/0! | #DIV/0! | #DIV/0! | #DIV/0! | #DIV/0! | #DIV/0! | #DIV/0! | #DIV/0! | #DIV/0! | #DIV/0! | #DIV/0! | #DIV/0! | #DIV/0! | #DIV/0! | #DIV/0! | #DIV/0! | #DIV/0! | #DIV/0! | #DIV/0! | #DIV/0! | #DIV/0! | #DIV/0! | #DIV/0! | #N/A | #N/A | #DIV/0! | #VALUE! | #N/A | #N/A | #N/A | #N/A | #N/A | #N/A | #VALUE! | #DIV/0! | #DIV/0! | #DIV/0! | #DIV/0! | #DIV/0! | #DIV/0! | #DIV/0! | #DIV/0! | #DIV/0! | #DIV/0! | #DIV/0! | #DIV/0! | #DIV/0! | #DIV/0! | #DIV/0! | #DIV/0! | #DIV/0! | #DIV/0! | #DIV/0! | #DIV/0! | #DIV/0! | #DIV/0! | #DIV/0! | #DIV/0! | #DIV/0! | #DIV/0! | #DIV/0! | #DIV/0! | #DIV/0! | #DIV/0! | #DIV/0! | #DIV/0! | #DIV/0! | #DIV/0! | #DIV/0! | #DIV/0! | #DIV/0! | #DIV/0! | #DIV/0! | #DIV/0! | #DIV/0! | #DIV/0! | #DIV/0! | #DIV/0! | #DIV/0! | #DIV/0! | #DIV/0! | #DIV/0! | #DIV/0! | #DIV/0! | #DIV/0! | #DIV/0! | #DIV/0! | #DIV/0! | #DIV/0! | #DIV/0! | #DIV/0! | #DIV/0! | #DIV/0! | #DIV/0!
0 | 0 | 0 | 0 | 0 | 0 | #DIV/0! | #DIV/0! | #DIV/0! | #DIV/0! | #DIV/0! | #DIV/0! | #DIV/0! | #DIV/0! | #DIV/0! | #DIV/0! | #DIV/0! | #DIV/0! | #DIV/0! | #DIV/0! | #DIV/0! | #DIV/0! | #DIV/0! | #DIV/0! | #DIV/0! | #DIV/0! | #DIV/0! | #DIV/0! | #DIV/0! | #DIV/0! | #DIV/0! | #DIV/0! | #DIV/0! | #N/A | #N/A | #DIV/0! | #VALUE! | #N/A | #N/A | #N/A | #N/A | #N/A | #N/A | #VALUE! | #DIV/0! | #DIV/0! | #DIV/0! | #DIV/0! | #DIV/0! | #DIV/0! | #DIV/0! | #DIV/0! | #DIV/0! | #DIV/0! | #DIV/0! | #DIV/0! | #DIV/0! | #DIV/0! | #DIV/0! | #DIV/0! | #DIV/0! | #DIV/0! | #DIV/0! | #DIV/0! | #DIV/0! | #DIV/0! | #DIV/0! | #DIV/0! | #DIV/0! | #DIV/0! | #DIV/0! | #DIV/0! | #DIV/0! | #DIV/0! | #DIV/0! | #DIV/0! | #DIV/0! | #DIV/0! | #DIV/0! | #DIV/0! | #DIV/0! | #DIV/0! | #DIV/0! | #DIV/0! | #DIV/0! | #DIV/0! | #DIV/0! | #DIV/0! | #DIV/0! | #DIV/0! | #DIV/0! | #DIV/0! | #DIV/0! | #DIV/0! | #DIV/0! | #DIV/0! | #DIV/0! | #DIV/0! | #DIV/0! | #DIV/0! | #DIV/0! | #DIV/0! | #DIV/0! | #DIV/0!
0 | 0 | 0 | 0 | 0 | 0 | #DIV/0! | #DIV/0! | #DIV/0! | #DIV/0! | #DIV/0! | #DIV/0! | #DIV/0! | #DIV/0! | #DIV/0! | #DIV/0! | #DIV/0! | #DIV/0! | #DIV/0! | #DIV/0! | #DIV/0! | #DIV/0! | #DIV/0! | #DIV/0! | #DIV/0! | #DIV/0! | #DIV/0! | #DIV/0! | #DIV/0! | #DIV/0! | #DIV/0! | #DIV/0! | #DIV/0! | #N/A | #N/A | #DIV/0! | #VALUE! | #N/A | #N/A | #N/A | #N/A | #N/A | #N/A | #VALUE! | #DIV/0! | #DIV/0! | #DIV/0! | #DIV/0! | #DIV/0! | #DIV/0! | #DIV/0! | #DIV/0! | #DIV/0! | #DIV/0! | #DIV/0! | #DIV/0! | #DIV/0! | #DIV/0! | #DIV/0! | #DIV/0! | #DIV/0! | #DIV/0! | #DIV/0! | #DIV/0! | #DIV/0! | #DIV/0! | #DIV/0! | #DIV/0! | #DIV/0! | #DIV/0! | #DIV/0! | #DIV/0! | #DIV/0! | #DIV/0! | #DIV/0! | #DIV/0! | #DIV/0! | #DIV/0! | #DIV/0! | #DIV/0! | #DIV/0! | #DIV/0! | #DIV/0! | #DIV/0! | #DIV/0! | #DIV/0! | #DIV/0! | #DIV/0! | #DIV/0! | #DIV/0! | #DIV/0! | #DIV/0! | #DIV/0! | #DIV/0! | #DIV/0! | #DIV/0! | #DIV/0! | #DIV/0! | #DIV/0! | #DIV/0! | #DIV/0! | #DIV/0! | #DIV/0! | #DIV/0!
0 | 0 | 0 | 0 | 0 | 0 | #DIV/0! | #DIV/0! | #DIV/0! | #DIV/0! | #DIV/0! | #DIV/0! | #DIV/0! | #DIV/0! | #DIV/0! | #DIV/0! | #DIV/0! | #DIV/0! | #DIV/0! | #DIV/0! | #DIV/0! | #DIV/0! | #DIV/0! | #DIV/0! | #DIV/0! | #DIV/0! | #DIV/0! | #DIV/0! | #DIV/0! | #DIV/0! | #DIV/0! | #DIV/0! | #DIV/0! | #N/A | #N/A | #DIV/0! | #VALUE! | #N/A | #N/A | #N/A | #N/A | #N/A | #N/A | #VALUE! | #DIV/0! | #DIV/0! | #DIV/0! | #DIV/0! | #DIV/0! | #DIV/0! | #DIV/0! | #DIV/0! | #DIV/0! | #DIV/0! | #DIV/0! | #DIV/0! | #DIV/0! | #DIV/0! | #DIV/0! | #DIV/0! | #DIV/0! | #DIV/0! | #DIV/0! | #DIV/0! | #DIV/0! | #DIV/0! | #DIV/0! | #DIV/0! | #DIV/0! | #DIV/0! | #DIV/0! | #DIV/0! | #DIV/0! | #DIV/0! | #DIV/0! | #DIV/0! | #DIV/0! | #DIV/0! | #DIV/0! | #DIV/0! | #DIV/0! | #DIV/0! | #DIV/0! | #DIV/0! | #DIV/0! | #DIV/0! | #DIV/0! | #DIV/0! | #DIV/0! | #DIV/0! | #DIV/0! | #DIV/0! | #DIV/0! | #DIV/0! | #DIV/0! | #DIV/0! | #DIV/0! | #DIV/0! | #DIV/0! | #DIV/0! | #DIV/0! | #DIV/0! | #DIV/0! | #DIV/0!
0 | 0 | 0 | 0 | 0 | 0 | #DIV/0! | #DIV/0! | #DIV/0! | #DIV/0! | #DIV/0! | #DIV/0! | #DIV/0! | #DIV/0! | #DIV/0! | #DIV/0! | #DIV/0! | #DIV/0! | #DIV/0! | #DIV/0! | #DIV/0! | #DIV/0! | #DIV/0! | #DIV/0! | #DIV/0! | #DIV/0! | #DIV/0! | #DIV/0! | #DIV/0! | #DIV/0! | #DIV/0! | #DIV/0! | #DIV/0! | #N/A | #N/A | #DIV/0! | #VALUE! | #N/A | #N/A | #N/A | #N/A | #N/A | #N/A | #VALUE! | #DIV/0! | #DIV/0! | #DIV/0! | #DIV/0! | #DIV/0! | #DIV/0! | #DIV/0! | #DIV/0! | #DIV/0! | #DIV/0! | #DIV/0! | #DIV/0! | #DIV/0! | #DIV/0! | #DIV/0! | #DIV/0! | #DIV/0! | #DIV/0! | #DIV/0! | #DIV/0! | #DIV/0! | #DIV/0! | #DIV/0! | #DIV/0! | #DIV/0! | #DIV/0! | #DIV/0! | #DIV/0! | #DIV/0! | #DIV/0! | #DIV/0! | #DIV/0! | #DIV/0! | #DIV/0! | #DIV/0! | #DIV/0! | #DIV/0! | #DIV/0! | #DIV/0! | #DIV/0! | #DIV/0! | #DIV/0! | #DIV/0! | #DIV/0! | #DIV/0! | #DIV/0! | #DIV/0! | #DIV/0! | #DIV/0! | #DIV/0! | #DIV/0! | #DIV/0! | #DIV/0! | #DIV/0! | #DIV/0! | #DIV/0! | #DIV/0! | #DIV/0! | #DIV/0! | #DIV/0!
0 | 0 | 0 | 0 | 0 | 0 | #DIV/0! | #DIV/0! | #DIV/0! | #DIV/0! | #DIV/0! | #DIV/0! | #DIV/0! | #DIV/0! | #DIV/0! | #DIV/0! | #DIV/0! | #DIV/0! | #DIV/0! | #DIV/0! | #DIV/0! | #DIV/0! | #DIV/0! | #DIV/0! | #DIV/0! | #DIV/0! | #DIV/0! | #DIV/0! | #DIV/0! | #DIV/0! | #DIV/0! | #DIV/0! | #DIV/0! | #N/A | #N/A | #DIV/0! | #VALUE! | #N/A | #N/A | #N/A | #N/A | #N/A | #N/A | #VALUE! | #DIV/0! | #DIV/0! | #DIV/0! | #DIV/0! | #DIV/0! | #DIV/0! | #DIV/0! | #DIV/0! | #DIV/0! | #DIV/0! | #DIV/0! | #DIV/0! | #DIV/0! | #DIV/0! | #DIV/0! | #DIV/0! | #DIV/0! | #DIV/0! | #DIV/0! | #DIV/0! | #DIV/0! | #DIV/0! | #DIV/0! | #DIV/0! | #DIV/0! | #DIV/0! | #DIV/0! | #DIV/0! | #DIV/0! | #DIV/0! | #DIV/0! | #DIV/0! | #DIV/0! | #DIV/0! | #DIV/0! | #DIV/0! | #DIV/0! | #DIV/0! | #DIV/0! | #DIV/0! | #DIV/0! | #DIV/0! | #DIV/0! | #DIV/0! | #DIV/0! | #DIV/0! | #DIV/0! | #DIV/0! | #DIV/0! | #DIV/0! | #DIV/0! | #DIV/0! | #DIV/0! | #DIV/0! | #DIV/0! | #DIV/0! | #DIV/0! | #DIV/0! | #DIV/0! | #DIV/0!
0 | 0 | 0 | 0 | 0 | 0 | #DIV/0! | #DIV/0! | #DIV/0! | #DIV/0! | #DIV/0! | #DIV/0! | #DIV/0! | #DIV/0! | #DIV/0! | #DIV/0! | #DIV/0! | #DIV/0! | #DIV/0! | #DIV/0! | #DIV/0! | #DIV/0! | #DIV/0! | #DIV/0! | #DIV/0! | #DIV/0! | #DIV/0! | #DIV/0! | #DIV/0! | #DIV/0! | #DIV/0! | #DIV/0! | #DIV/0! | #N/A | #N/A | #DIV/0! | #VALUE! | #N/A | #N/A | #N/A | #N/A | #N/A | #N/A | #VALUE! | #DIV/0! | #DIV/0! | #DIV/0! | #DIV/0! | #DIV/0! | #DIV/0! | #DIV/0! | #DIV/0! | #DIV/0! | #DIV/0! | #DIV/0! | #DIV/0! | #DIV/0! | #DIV/0! | #DIV/0! | #DIV/0! | #DIV/0! | #DIV/0! | #DIV/0! | #DIV/0! | #DIV/0! | #DIV/0! | #DIV/0! | #DIV/0! | #DIV/0! | #DIV/0! | #DIV/0! | #DIV/0! | #DIV/0! | #DIV/0! | #DIV/0! | #DIV/0! | #DIV/0! | #DIV/0! | #DIV/0! | #DIV/0! | #DIV/0! | #DIV/0! | #DIV/0! | #DIV/0! | #DIV/0! | #DIV/0! | #DIV/0! | #DIV/0! | #DIV/0! | #DIV/0! | #DIV/0! | #DIV/0! | #DIV/0! | #DIV/0! | #DIV/0! | #DIV/0! | #DIV/0! | #DIV/0! | #DIV/0! | #DIV/0! | #DIV/0! | #DIV/0! | #DIV/0! | #DIV/0!
0 | 0 | 0 | 0 | 0 | 0 | #DIV/0! | #DIV/0! | #DIV/0! | #DIV/0! | #DIV/0! | #DIV/0! | #DIV/0! | #DIV/0! | #DIV/0! | #DIV/0! | #DIV/0! | #DIV/0! | #DIV/0! | #DIV/0! | #DIV/0! | #DIV/0! | #DIV/0! | #DIV/0! | #DIV/0! | #DIV/0! | #DIV/0! | #DIV/0! | #DIV/0! | #DIV/0! | #DIV/0! | #DIV/0! | #DIV/0! | #N/A | #N/A | #DIV/0! | #VALUE! | #N/A | #N/A | #N/A | #N/A | #N/A | #N/A | #VALUE! | #DIV/0! | #DIV/0! | #DIV/0! | #DIV/0! | #DIV/0! | #DIV/0! | #DIV/0! | #DIV/0! | #DIV/0! | #DIV/0! | #DIV/0! | #DIV/0! | #DIV/0! | #DIV/0! | #DIV/0! | #DIV/0! | #DIV/0! | #DIV/0! | #DIV/0! | #DIV/0! | #DIV/0! | #DIV/0! | #DIV/0! | #DIV/0! | #DIV/0! | #DIV/0! | #DIV/0! | #DIV/0! | #DIV/0! | #DIV/0! | #DIV/0! | #DIV/0! | #DIV/0! | #DIV/0! | #DIV/0! | #DIV/0! | #DIV/0! | #DIV/0! | #DIV/0! | #DIV/0! | #DIV/0! | #DIV/0! | #DIV/0! | #DIV/0! | #DIV/0! | #DIV/0! | #DIV/0! | #DIV/0! | #DIV/0! | #DIV/0! | #DIV/0! | #DIV/0! | #DIV/0! | #DIV/0! | #DIV/0! | #DIV/0! | #DIV/0! | #DIV/0! | #DIV/0! | #DIV/0!
0 | 0 | 0 | 0 | 0 | 0 | #DIV/0! | #DIV/0! | #DIV/0! | #DIV/0! | #DIV/0! | #DIV/0! | #DIV/0! | #DIV/0! | #DIV/0! | #DIV/0! | #DIV/0! | #DIV/0! | #DIV/0! | #DIV/0! | #DIV/0! | #DIV/0! | #DIV/0! | #DIV/0! | #DIV/0! | #DIV/0! | #DIV/0! | #DIV/0! | #DIV/0! | #DIV/0! | #DIV/0! | #DIV/0! | #DIV/0! | #N/A | #N/A | #DIV/0! | #VALUE! | #N/A | #N/A | #N/A | #N/A | #N/A | #N/A | #VALUE! | #DIV/0! | #DIV/0! | #DIV/0! | #DIV/0! | #DIV/0! | #DIV/0! | #DIV/0! | #DIV/0! | #DIV/0! | #DIV/0! | #DIV/0! | #DIV/0! | #DIV/0! | #DIV/0! | #DIV/0! | #DIV/0! | #DIV/0! | #DIV/0! | #DIV/0! | #DIV/0! | #DIV/0! | #DIV/0! | #DIV/0! | #DIV/0! | #DIV/0! | #DIV/0! | #DIV/0! | #DIV/0! | #DIV/0! | #DIV/0! | #DIV/0! | #DIV/0! | #DIV/0! | #DIV/0! | #DIV/0! | #DIV/0! | #DIV/0! | #DIV/0! | #DIV/0! | #DIV/0! | #DIV/0! | #DIV/0! | #DIV/0! | #DIV/0! | #DIV/0! | #DIV/0! | #DIV/0! | #DIV/0! | #DIV/0! | #DIV/0! | #DIV/0! | #DIV/0! | #DIV/0! | #DIV/0! | #DIV/0! | #DIV/0! | #DIV/0! | #DIV/0! | #DIV/0! | #DIV/0!
0 | 0 | 0 | 0 | 0 | 0 | #DIV/0! | #DIV/0! | #DIV/0! | #DIV/0! | #DIV/0! | #DIV/0! | #DIV/0! | #DIV/0! | #DIV/0! | #DIV/0! | #DIV/0! | #DIV/0! | #DIV/0! | #DIV/0! | #DIV/0! | #DIV/0! | #DIV/0! | #DIV/0! | #DIV/0! | #DIV/0! | #DIV/0! | #DIV/0! | #DIV/0! | #DIV/0! | #DIV/0! | #DIV/0! | #DIV/0! | #N/A | #N/A | #DIV/0! | #VALUE! | #N/A | #N/A | #N/A | #N/A | #N/A | #N/A | #VALUE! | #DIV/0! | #DIV/0! | #DIV/0! | #DIV/0! | #DIV/0! | #DIV/0! | #DIV/0! | #DIV/0! | #DIV/0! | #DIV/0! | #DIV/0! | #DIV/0! | #DIV/0! | #DIV/0! | #DIV/0! | #DIV/0! | #DIV/0! | #DIV/0! | #DIV/0! | #DIV/0! | #DIV/0! | #DIV/0! | #DIV/0! | #DIV/0! | #DIV/0! | #DIV/0! | #DIV/0! | #DIV/0! | #DIV/0! | #DIV/0! | #DIV/0! | #DIV/0! | #DIV/0! | #DIV/0! | #DIV/0! | #DIV/0! | #DIV/0! | #DIV/0! | #DIV/0! | #DIV/0! | #DIV/0! | #DIV/0! | #DIV/0! | #DIV/0! | #DIV/0! | #DIV/0! | #DIV/0! | #DIV/0! | #DIV/0! | #DIV/0! | #DIV/0! | #DIV/0! | #DIV/0! | #DIV/0! | #DIV/0! | #DIV/0! | #DIV/0! | #DIV/0! | #DIV/0! | #DIV/0!
0 | 0 | 0 | 0 | 0 | 0 | #DIV/0! | #DIV/0! | #DIV/0! | #DIV/0! | #DIV/0! | #DIV/0! | #DIV/0! | #DIV/0! | #DIV/0! | #DIV/0! | #DIV/0! | #DIV/0! | #DIV/0! | #DIV/0! | #DIV/0! | #DIV/0! | #DIV/0! | #DIV/0! | #DIV/0! | #DIV/0! | #DIV/0! | #DIV/0! | #DIV/0! | #DIV/0! | #DIV/0! | #DIV/0! | #DIV/0! | #N/A | #N/A | #DIV/0! | #VALUE! | #N/A | #N/A | #N/A | #N/A | #N/A | #N/A | #VALUE! | #DIV/0! | #DIV/0! | #DIV/0! | #DIV/0! | #DIV/0! | #DIV/0! | #DIV/0! | #DIV/0! | #DIV/0! | #DIV/0! | #DIV/0! | #DIV/0! | #DIV/0! | #DIV/0! | #DIV/0! | #DIV/0! | #DIV/0! | #DIV/0! | #DIV/0! | #DIV/0! | #DIV/0! | #DIV/0! | #DIV/0! | #DIV/0! | #DIV/0! | #DIV/0! | #DIV/0! | #DIV/0! | #DIV/0! | #DIV/0! | #DIV/0! | #DIV/0! | #DIV/0! | #DIV/0! | #DIV/0! | #DIV/0! | #DIV/0! | #DIV/0! | #DIV/0! | #DIV/0! | #DIV/0! | #DIV/0! | #DIV/0! | #DIV/0! | #DIV/0! | #DIV/0! | #DIV/0! | #DIV/0! | #DIV/0! | #DIV/0! | #DIV/0! | #DIV/0! | #DIV/0! | #DIV/0! | #DIV/0! | #DIV/0! | #DIV/0! | #DIV/0! | #DIV/0! | #DIV/0!
0 | 0 | 0 | 0 | 0 | 0 | #DIV/0! | #DIV/0! | #DIV/0! | #DIV/0! | #DIV/0! | #DIV/0! | #DIV/0! | #DIV/0! | #DIV/0! | #DIV/0! | #DIV/0! | #DIV/0! | #DIV/0! | #DIV/0! | #DIV/0! | #DIV/0! | #DIV/0! | #DIV/0! | #DIV/0! | #DIV/0! | #DIV/0! | #DIV/0! | #DIV/0! | #DIV/0! | #DIV/0! | #DIV/0! | #DIV/0! | #N/A | #N/A | #DIV/0! | #VALUE! | #N/A | #N/A | #N/A | #N/A | #N/A | #N/A | #VALUE! | #DIV/0! | #DIV/0! | #DIV/0! | #DIV/0! | #DIV/0! | #DIV/0! | #DIV/0! | #DIV/0! | #DIV/0! | #DIV/0! | #DIV/0! | #DIV/0! | #DIV/0! | #DIV/0! | #DIV/0! | #DIV/0! | #DIV/0! | #DIV/0! | #DIV/0! | #DIV/0! | #DIV/0! | #DIV/0! | #DIV/0! | #DIV/0! | #DIV/0! | #DIV/0! | #DIV/0! | #DIV/0! | #DIV/0! | #DIV/0! | #DIV/0! | #DIV/0! | #DIV/0! | #DIV/0! | #DIV/0! | #DIV/0! | #DIV/0! | #DIV/0! | #DIV/0! | #DIV/0! | #DIV/0! | #DIV/0! | #DIV/0! | #DIV/0! | #DIV/0! | #DIV/0! | #DIV/0! | #DIV/0! | #DIV/0! | #DIV/0! | #DIV/0! | #DIV/0! | #DIV/0! | #DIV/0! | #DIV/0! | #DIV/0! | #DIV/0! | #DIV/0! | #DIV/0! | #DIV/0!
0 | 0 | 0 | 0 | 0 | 0 | #DIV/0! | #DIV/0! | #DIV/0! | #DIV/0! | #DIV/0! | #DIV/0! | #DIV/0! | #DIV/0! | #DIV/0! | #DIV/0! | #DIV/0! | #DIV/0! | #DIV/0! | #DIV/0! | #DIV/0! | #DIV/0! | #DIV/0! | #DIV/0! | #DIV/0! | #DIV/0! | #DIV/0! | #DIV/0! | #DIV/0! | #DIV/0! | #DIV/0! | #DIV/0! | #DIV/0! | #N/A | #N/A | #DIV/0! | #VALUE! | #N/A | #N/A | #N/A | #N/A | #N/A | #N/A | #VALUE! | #DIV/0! | #DIV/0! | #DIV/0! | #DIV/0! | #DIV/0! | #DIV/0! | #DIV/0! | #DIV/0! | #DIV/0! | #DIV/0! | #DIV/0! | #DIV/0! | #DIV/0! | #DIV/0! | #DIV/0! | #DIV/0! | #DIV/0! | #DIV/0! | #DIV/0! | #DIV/0! | #DIV/0! | #DIV/0! | #DIV/0! | #DIV/0! | #DIV/0! | #DIV/0! | #DIV/0! | #DIV/0! | #DIV/0! | #DIV/0! | #DIV/0! | #DIV/0! | #DIV/0! | #DIV/0! | #DIV/0! | #DIV/0! | #DIV/0! | #DIV/0! | #DIV/0! | #DIV/0! | #DIV/0! | #DIV/0! | #DIV/0! | #DIV/0! | #DIV/0! | #DIV/0! | #DIV/0! | #DIV/0! | #DIV/0! | #DIV/0! | #DIV/0! | #DIV/0! | #DIV/0! | #DIV/0! | #DIV/0! | #DIV/0! | #DIV/0! | #DIV/0! | #DIV/0! | #DIV/0!
0 | 0 | 0 | 0 | 0 | 0 | #DIV/0! | #DIV/0! | #DIV/0! | #DIV/0! | #DIV/0! | #DIV/0! | #DIV/0! | #DIV/0! | #DIV/0! | #DIV/0! | #DIV/0! | #DIV/0! | #DIV/0! | #DIV/0! | #DIV/0! | #DIV/0! | #DIV/0! | #DIV/0! | #DIV/0! | #DIV/0! | #DIV/0! | #DIV/0! | #DIV/0! | #DIV/0! | #DIV/0! | #DIV/0! | #DIV/0! | #N/A | #N/A | #DIV/0! | #VALUE! | #N/A | #N/A | #N/A | #N/A | #N/A | #N/A | #VALUE! | #DIV/0! | #DIV/0! | #DIV/0! | #DIV/0! | #DIV/0! | #DIV/0! | #DIV/0! | #DIV/0! | #DIV/0! | #DIV/0! | #DIV/0! | #DIV/0! | #DIV/0! | #DIV/0! | #DIV/0! | #DIV/0! | #DIV/0! | #DIV/0! | #DIV/0! | #DIV/0! | #DIV/0! | #DIV/0! | #DIV/0! | #DIV/0! | #DIV/0! | #DIV/0! | #DIV/0! | #DIV/0! | #DIV/0! | #DIV/0! | #DIV/0! | #DIV/0! | #DIV/0! | #DIV/0! | #DIV/0! | #DIV/0! | #DIV/0! | #DIV/0! | #DIV/0! | #DIV/0! | #DIV/0! | #DIV/0! | #DIV/0! | #DIV/0! | #DIV/0! | #DIV/0! | #DIV/0! | #DIV/0! | #DIV/0! | #DIV/0! | #DIV/0! | #DIV/0! | #DIV/0! | #DIV/0! | #DIV/0! | #DIV/0! | #DIV/0! | #DIV/0! | #DIV/0! | #DIV/0!
0 | 0 | 0 | 0 | 0 | 0 | #DIV/0! | #DIV/0! | #DIV/0! | #DIV/0! | #DIV/0! | #DIV/0! | #DIV/0! | #DIV/0! | #DIV/0! | #DIV/0! | #DIV/0! | #DIV/0! | #DIV/0! | #DIV/0! | #DIV/0! | #DIV/0! | #DIV/0! | #DIV/0! | #DIV/0! | #DIV/0! | #DIV/0! | #DIV/0! | #DIV/0! | #DIV/0! | #DIV/0! | #DIV/0! | #DIV/0! | #N/A | #N/A | #DIV/0! | #VALUE! | #N/A | #N/A | #N/A | #N/A | #N/A | #N/A | #VALUE! | #DIV/0! | #DIV/0! | #DIV/0! | #DIV/0! | #DIV/0! | #DIV/0! | #DIV/0! | #DIV/0! | #DIV/0! | #DIV/0! | #DIV/0! | #DIV/0! | #DIV/0! | #DIV/0! | #DIV/0! | #DIV/0! | #DIV/0! | #DIV/0! | #DIV/0! | #DIV/0! | #DIV/0! | #DIV/0! | #DIV/0! | #DIV/0! | #DIV/0! | #DIV/0! | #DIV/0! | #DIV/0! | #DIV/0! | #DIV/0! | #DIV/0! | #DIV/0! | #DIV/0! | #DIV/0! | #DIV/0! | #DIV/0! | #DIV/0! | #DIV/0! | #DIV/0! | #DIV/0! | #DIV/0! | #DIV/0! | #DIV/0! | #DIV/0! | #DIV/0! | #DIV/0! | #DIV/0! | #DIV/0! | #DIV/0! | #DIV/0! | #DIV/0! | #DIV/0! | #DIV/0! | #DIV/0! | #DIV/0! | #DIV/0! | #DIV/0! | #DIV/0! | #DIV/0! | #DIV/0!
0 | 0 | 0 | 0 | 0 | 0 | #DIV/0! | #DIV/0! | #DIV/0! | #DIV/0! | #DIV/0! | #DIV/0! | #DIV/0! | #DIV/0! | #DIV/0! | #DIV/0! | #DIV/0! | #DIV/0! | #DIV/0! | #DIV/0! | #DIV/0! | #DIV/0! | #DIV/0! | #DIV/0! | #DIV/0! | #DIV/0! | #DIV/0! | #DIV/0! | #DIV/0! | #DIV/0! | #DIV/0! | #DIV/0! | #DIV/0! | #N/A | #N/A | #DIV/0! | #VALUE! | #N/A | #N/A | #N/A | #N/A | #N/A | #N/A | #VALUE! | #DIV/0! | #DIV/0! | #DIV/0! | #DIV/0! | #DIV/0! | #DIV/0! | #DIV/0! | #DIV/0! | #DIV/0! | #DIV/0! | #DIV/0! | #DIV/0! | #DIV/0! | #DIV/0! | #DIV/0! | #DIV/0! | #DIV/0! | #DIV/0! | #DIV/0! | #DIV/0! | #DIV/0! | #DIV/0! | #DIV/0! | #DIV/0! | #DIV/0! | #DIV/0! | #DIV/0! | #DIV/0! | #DIV/0! | #DIV/0! | #DIV/0! | #DIV/0! | #DIV/0! | #DIV/0! | #DIV/0! | #DIV/0! | #DIV/0! | #DIV/0! | #DIV/0! | #DIV/0! | #DIV/0! | #DIV/0! | #DIV/0! | #DIV/0! | #DIV/0! | #DIV/0! | #DIV/0! | #DIV/0! | #DIV/0! | #DIV/0! | #DIV/0! | #DIV/0! | #DIV/0! | #DIV/0! | #DIV/0! | #DIV/0! | #DIV/0! | #DIV/0! | #DIV/0! | #DIV/0!
0 | 0 | 0 | 0 | 0 | 0 | #DIV/0! | #DIV/0! | #DIV/0! | #DIV/0! | #DIV/0! | #DIV/0! | #DIV/0! | #DIV/0! | #DIV/0! | #DIV/0! | #DIV/0! | #DIV/0! | #DIV/0! | #DIV/0! | #DIV/0! | #DIV/0! | #DIV/0! | #DIV/0! | #DIV/0! | #DIV/0! | #DIV/0! | #DIV/0! | #DIV/0! | #DIV/0! | #DIV/0! | #DIV/0! | #DIV/0! | #N/A | #N/A | #DIV/0! | #VALUE! | #N/A | #N/A | #N/A | #N/A | #N/A | #N/A | #VALUE! | #DIV/0! | #DIV/0! | #DIV/0! | #DIV/0! | #DIV/0! | #DIV/0! | #DIV/0! | #DIV/0! | #DIV/0! | #DIV/0! | #DIV/0! | #DIV/0! | #DIV/0! | #DIV/0! | #DIV/0! | #DIV/0! | #DIV/0! | #DIV/0! | #DIV/0! | #DIV/0! | #DIV/0! | #DIV/0! | #DIV/0! | #DIV/0! | #DIV/0! | #DIV/0! | #DIV/0! | #DIV/0! | #DIV/0! | #DIV/0! | #DIV/0! | #DIV/0! | #DIV/0! | #DIV/0! | #DIV/0! | #DIV/0! | #DIV/0! | #DIV/0! | #DIV/0! | #DIV/0! | #DIV/0! | #DIV/0! | #DIV/0! | #DIV/0! | #DIV/0! | #DIV/0! | #DIV/0! | #DIV/0! | #DIV/0! | #DIV/0! | #DIV/0! | #DIV/0! | #DIV/0! | #DIV/0! | #DIV/0! | #DIV/0! | #DIV/0! | #DIV/0! | #DIV/0! | #DIV/0!
0 | 0 | 0 | 0 | 0 | 0 | #DIV/0! | #DIV/0! | #DIV/0! | #DIV/0! | #DIV/0! | #DIV/0! | #DIV/0! | #DIV/0! | #DIV/0! | #DIV/0! | #DIV/0! | #DIV/0! | #DIV/0! | #DIV/0! | #DIV/0! | #DIV/0! | #DIV/0! | #DIV/0! | #DIV/0! | #DIV/0! | #DIV/0! | #DIV/0! | #DIV/0! | #DIV/0! | #DIV/0! | #DIV/0! | #DIV/0! | #N/A | #N/A | #DIV/0! | #VALUE! | #N/A | #N/A | #N/A | #N/A | #N/A | #N/A | #VALUE! | #DIV/0! | #DIV/0! | #DIV/0! | #DIV/0! | #DIV/0! | #DIV/0! | #DIV/0! | #DIV/0! | #DIV/0! | #DIV/0! | #DIV/0! | #DIV/0! | #DIV/0! | #DIV/0! | #DIV/0! | #DIV/0! | #DIV/0! | #DIV/0! | #DIV/0! | #DIV/0! | #DIV/0! | #DIV/0! | #DIV/0! | #DIV/0! | #DIV/0! | #DIV/0! | #DIV/0! | #DIV/0! | #DIV/0! | #DIV/0! | #DIV/0! | #DIV/0! | #DIV/0! | #DIV/0! | #DIV/0! | #DIV/0! | #DIV/0! | #DIV/0! | #DIV/0! | #DIV/0! | #DIV/0! | #DIV/0! | #DIV/0! | #DIV/0! | #DIV/0! | #DIV/0! | #DIV/0! | #DIV/0! | #DIV/0! | #DIV/0! | #DIV/0! | #DIV/0! | #DIV/0! | #DIV/0! | #DIV/0! | #DIV/0! | #DIV/0! | #DIV/0! | #DIV/0! | #DIV/0!
0 | 0 | 0 | 0 | 0 | 0 | #DIV/0! | #DIV/0! | #DIV/0! | #DIV/0! | #DIV/0! | #DIV/0! | #DIV/0! | #DIV/0! | #DIV/0! | #DIV/0! | #DIV/0! | #DIV/0! | #DIV/0! | #DIV/0! | #DIV/0! | #DIV/0! | #DIV/0! | #DIV/0! | #DIV/0! | #DIV/0! | #DIV/0! | #DIV/0! | #DIV/0! | #DIV/0! | #DIV/0! | #DIV/0! | #DIV/0! | #N/A | #N/A | #DIV/0! | #VALUE! | #N/A | #N/A | #N/A | #N/A | #N/A | #N/A | #VALUE! | #DIV/0! | #DIV/0! | #DIV/0! | #DIV/0! | #DIV/0! | #DIV/0! | #DIV/0! | #DIV/0! | #DIV/0! | #DIV/0! | #DIV/0! | #DIV/0! | #DIV/0! | #DIV/0! | #DIV/0! | #DIV/0! | #DIV/0! | #DIV/0! | #DIV/0! | #DIV/0! | #DIV/0! | #DIV/0! | #DIV/0! | #DIV/0! | #DIV/0! | #DIV/0! | #DIV/0! | #DIV/0! | #DIV/0! | #DIV/0! | #DIV/0! | #DIV/0! | #DIV/0! | #DIV/0! | #DIV/0! | #DIV/0! | #DIV/0! | #DIV/0! | #DIV/0! | #DIV/0! | #DIV/0! | #DIV/0! | #DIV/0! | #DIV/0! | #DIV/0! | #DIV/0! | #DIV/0! | #DIV/0! | #DIV/0! | #DIV/0! | #DIV/0! | #DIV/0! | #DIV/0! | #DIV/0! | #DIV/0! | #DIV/0! | #DIV/0! | #DIV/0! | #DIV/0! | #DIV/0!
0 | 0 | 0 | 0 | 0 | 0 | #DIV/0! | #DIV/0! | #DIV/0! | #DIV/0! | #DIV/0! | #DIV/0! | #DIV/0! | #DIV/0! | #DIV/0! | #DIV/0! | #DIV/0! | #DIV/0! | #DIV/0! | #DIV/0! | #DIV/0! | #DIV/0! | #DIV/0! | #DIV/0! | #DIV/0! | #DIV/0! | #DIV/0! | #DIV/0! | #DIV/0! | #DIV/0! | #DIV/0! | #DIV/0! | #DIV/0! | #N/A | #N/A | #DIV/0! | #VALUE! | #N/A | #N/A | #N/A | #N/A | #N/A | #N/A | #VALUE! | #DIV/0! | #DIV/0! | #DIV/0! | #DIV/0! | #DIV/0! | #DIV/0! | #DIV/0! | #DIV/0! | #DIV/0! | #DIV/0! | #DIV/0! | #DIV/0! | #DIV/0! | #DIV/0! | #DIV/0! | #DIV/0! | #DIV/0! | #DIV/0! | #DIV/0! | #DIV/0! | #DIV/0! | #DIV/0! | #DIV/0! | #DIV/0! | #DIV/0! | #DIV/0! | #DIV/0! | #DIV/0! | #DIV/0! | #DIV/0! | #DIV/0! | #DIV/0! | #DIV/0! | #DIV/0! | #DIV/0! | #DIV/0! | #DIV/0! | #DIV/0! | #DIV/0! | #DIV/0! | #DIV/0! | #DIV/0! | #DIV/0! | #DIV/0! | #DIV/0! | #DIV/0! | #DIV/0! | #DIV/0! | #DIV/0! | #DIV/0! | #DIV/0! | #DIV/0! | #DIV/0! | #DIV/0! | #DIV/0! | #DIV/0! | #DIV/0! | #DIV/0! | #DIV/0! | #DIV/0!
0 | 0 | 0 | 0 | 0 | 0 | #DIV/0! | #DIV/0! | #DIV/0! | #DIV/0! | #DIV/0! | #DIV/0! | #DIV/0! | #DIV/0! | #DIV/0! | #DIV/0! | #DIV/0! | #DIV/0! | #DIV/0! | #DIV/0! | #DIV/0! | #DIV/0! | #DIV/0! | #DIV/0! | #DIV/0! | #DIV/0! | #DIV/0! | #DIV/0! | #DIV/0! | #DIV/0! | #DIV/0! | #DIV/0! | #DIV/0! | #N/A | #N/A | #DIV/0! | #VALUE! | #N/A | #N/A | #N/A | #N/A | #N/A | #N/A | #VALUE! | #DIV/0! | #DIV/0! | #DIV/0! | #DIV/0! | #DIV/0! | #DIV/0! | #DIV/0! | #DIV/0! | #DIV/0! | #DIV/0! | #DIV/0! | #DIV/0! | #DIV/0! | #DIV/0! | #DIV/0! | #DIV/0! | #DIV/0! | #DIV/0! | #DIV/0! | #DIV/0! | #DIV/0! | #DIV/0! | #DIV/0! | #DIV/0! | #DIV/0! | #DIV/0! | #DIV/0! | #DIV/0! | #DIV/0! | #DIV/0! | #DIV/0! | #DIV/0! | #DIV/0! | #DIV/0! | #DIV/0! | #DIV/0! | #DIV/0! | #DIV/0! | #DIV/0! | #DIV/0! | #DIV/0! | #DIV/0! | #DIV/0! | #DIV/0! | #DIV/0! | #DIV/0! | #DIV/0! | #DIV/0! | #DIV/0! | #DIV/0! | #DIV/0! | #DIV/0! | #DIV/0! | #DIV/0! | #DIV/0! | #DIV/0! | #DIV/0! | #DIV/0! | #DIV/0! | #DIV/0!
0 | 0 | 0 | 0 | 0 | 0 | #DIV/0! | #DIV/0! | #DIV/0! | #DIV/0! | #DIV/0! | #DIV/0! | #DIV/0! | #DIV/0! | #DIV/0! | #DIV/0! | #DIV/0! | #DIV/0! | #DIV/0! | #DIV/0! | #DIV/0! | #DIV/0! | #DIV/0! | #DIV/0! | #DIV/0! | #DIV/0! | #DIV/0! | #DIV/0! | #DIV/0! | #DIV/0! | #DIV/0! | #DIV/0! | #DIV/0! | #N/A | #N/A | #DIV/0! | #VALUE! | #N/A | #N/A | #N/A | #N/A | #N/A | #N/A | #VALUE! | #DIV/0! | #DIV/0! | #DIV/0! | #DIV/0! | #DIV/0! | #DIV/0! | #DIV/0! | #DIV/0! | #DIV/0! | #DIV/0! | #DIV/0! | #DIV/0! | #DIV/0! | #DIV/0! | #DIV/0! | #DIV/0! | #DIV/0! | #DIV/0! | #DIV/0! | #DIV/0! | #DIV/0! | #DIV/0! | #DIV/0! | #DIV/0! | #DIV/0! | #DIV/0! | #DIV/0! | #DIV/0! | #DIV/0! | #DIV/0! | #DIV/0! | #DIV/0! | #DIV/0! | #DIV/0! | #DIV/0! | #DIV/0! | #DIV/0! | #DIV/0! | #DIV/0! | #DIV/0! | #DIV/0! | #DIV/0! | #DIV/0! | #DIV/0! | #DIV/0! | #DIV/0! | #DIV/0! | #DIV/0! | #DIV/0! | #DIV/0! | #DIV/0! | #DIV/0! | #DIV/0! | #DIV/0! | #DIV/0! | #DIV/0! | #DIV/0! | #DIV/0! | #DIV/0! | #DIV/0!
0 | 0 | 0 | 0 | 0 | 0 | #DIV/0! | #DIV/0! | #DIV/0! | #DIV/0! | #DIV/0! | #DIV/0! | #DIV/0! | #DIV/0! | #DIV/0! | #DIV/0! | #DIV/0! | #DIV/0! | #DIV/0! | #DIV/0! | #DIV/0! | #DIV/0! | #DIV/0! | #DIV/0! | #DIV/0! | #DIV/0! | #DIV/0! | #DIV/0! | #DIV/0! | #DIV/0! | #DIV/0! | #DIV/0! | #DIV/0! | #N/A | #N/A | #DIV/0! | #VALUE! | #N/A | #N/A | #N/A | #N/A | #N/A | #N/A | #VALUE! | #DIV/0! | #DIV/0! | #DIV/0! | #DIV/0! | #DIV/0! | #DIV/0! | #DIV/0! | #DIV/0! | #DIV/0! | #DIV/0! | #DIV/0! | #DIV/0! | #DIV/0! | #DIV/0! | #DIV/0! | #DIV/0! | #DIV/0! | #DIV/0! | #DIV/0! | #DIV/0! | #DIV/0! | #DIV/0! | #DIV/0! | #DIV/0! | #DIV/0! | #DIV/0! | #DIV/0! | #DIV/0! | #DIV/0! | #DIV/0! | #DIV/0! | #DIV/0! | #DIV/0! | #DIV/0! | #DIV/0! | #DIV/0! | #DIV/0! | #DIV/0! | #DIV/0! | #DIV/0! | #DIV/0! | #DIV/0! | #DIV/0! | #DIV/0! | #DIV/0! | #DIV/0! | #DIV/0! | #DIV/0! | #DIV/0! | #DIV/0! | #DIV/0! | #DIV/0! | #DIV/0! | #DIV/0! | #DIV/0! | #DIV/0! | #DIV/0! | #DIV/0! | #DIV/0! | #DIV/0!
0 | 0 | 0 | 0 | 0 | 0 | #DIV/0! | #DIV/0! | #DIV/0! | #DIV/0! | #DIV/0! | #DIV/0! | #DIV/0! | #DIV/0! | #DIV/0! | #DIV/0! | #DIV/0! | #DIV/0! | #DIV/0! | #DIV/0! | #DIV/0! | #DIV/0! | #DIV/0! | #DIV/0! | #DIV/0! | #DIV/0! | #DIV/0! | #DIV/0! | #DIV/0! | #DIV/0! | #DIV/0! | #DIV/0! | #DIV/0! | #N/A | #N/A | #DIV/0! | #VALUE! | #N/A | #N/A | #N/A | #N/A | #N/A | #N/A | #VALUE! | #DIV/0! | #DIV/0! | #DIV/0! | #DIV/0! | #DIV/0! | #DIV/0! | #DIV/0! | #DIV/0! | #DIV/0! | #DIV/0! | #DIV/0! | #DIV/0! | #DIV/0! | #DIV/0! | #DIV/0! | #DIV/0! | #DIV/0! | #DIV/0! | #DIV/0! | #DIV/0! | #DIV/0! | #DIV/0! | #DIV/0! | #DIV/0! | #DIV/0! | #DIV/0! | #DIV/0! | #DIV/0! | #DIV/0! | #DIV/0! | #DIV/0! | #DIV/0! | #DIV/0! | #DIV/0! | #DIV/0! | #DIV/0! | #DIV/0! | #DIV/0! | #DIV/0! | #DIV/0! | #DIV/0! | #DIV/0! | #DIV/0! | #DIV/0! | #DIV/0! | #DIV/0! | #DIV/0! | #DIV/0! | #DIV/0! | #DIV/0! | #DIV/0! | #DIV/0! | #DIV/0! | #DIV/0! | #DIV/0! | #DIV/0! | #DIV/0! | #DIV/0! | #DIV/0! | #DIV/0!
0 | 0 | 0 | 0 | 0 | 0 | #DIV/0! | #DIV/0! | #DIV/0! | #DIV/0! | #DIV/0! | #DIV/0! | #DIV/0! | #DIV/0! | #DIV/0! | #DIV/0! | #DIV/0! | #DIV/0! | #DIV/0! | #DIV/0! | #DIV/0! | #DIV/0! | #DIV/0! | #DIV/0! | #DIV/0! | #DIV/0! | #DIV/0! | #DIV/0! | #DIV/0! | #DIV/0! | #DIV/0! | #DIV/0! | #DIV/0! | #N/A | #N/A | #DIV/0! | #VALUE! | #N/A | #N/A | #N/A | #N/A | #N/A | #N/A | #VALUE! | #DIV/0! | #DIV/0! | #DIV/0! | #DIV/0! | #DIV/0! | #DIV/0! | #DIV/0! | #DIV/0! | #DIV/0! | #DIV/0! | #DIV/0! | #DIV/0! | #DIV/0! | #DIV/0! | #DIV/0! | #DIV/0! | #DIV/0! | #DIV/0! | #DIV/0! | #DIV/0! | #DIV/0! | #DIV/0! | #DIV/0! | #DIV/0! | #DIV/0! | #DIV/0! | #DIV/0! | #DIV/0! | #DIV/0! | #DIV/0! | #DIV/0! | #DIV/0! | #DIV/0! | #DIV/0! | #DIV/0! | #DIV/0! | #DIV/0! | #DIV/0! | #DIV/0! | #DIV/0! | #DIV/0! | #DIV/0! | #DIV/0! | #DIV/0! | #DIV/0! | #DIV/0! | #DIV/0! | #DIV/0! | #DIV/0! | #DIV/0! | #DIV/0! | #DIV/0! | #DIV/0! | #DIV/0! | #DIV/0! | #DIV/0! | #DIV/0! | #DIV/0! | #DIV/0! | #DIV/0!
0 | 0 | 0 | 0 | 0 | 0 | #DIV/0! | #DIV/0! | #DIV/0! | #DIV/0! | #DIV/0! | #DIV/0! | #DIV/0! | #DIV/0! | #DIV/0! | #DIV/0! | #DIV/0! | #DIV/0! | #DIV/0! | #DIV/0! | #DIV/0! | #DIV/0! | #DIV/0! | #DIV/0! | #DIV/0! | #DIV/0! | #DIV/0! | #DIV/0! | #DIV/0! | #DIV/0! | #DIV/0! | #DIV/0! | #DIV/0! | #N/A | #N/A | #DIV/0! | #VALUE! | #N/A | #N/A | #N/A | #N/A | #N/A | #N/A | #VALUE! | #DIV/0! | #DIV/0! | #DIV/0! | #DIV/0! | #DIV/0! | #DIV/0! | #DIV/0! | #DIV/0! | #DIV/0! | #DIV/0! | #DIV/0! | #DIV/0! | #DIV/0! | #DIV/0! | #DIV/0! | #DIV/0! | #DIV/0! | #DIV/0! | #DIV/0! | #DIV/0! | #DIV/0! | #DIV/0! | #DIV/0! | #DIV/0! | #DIV/0! | #DIV/0! | #DIV/0! | #DIV/0! | #DIV/0! | #DIV/0! | #DIV/0! | #DIV/0! | #DIV/0! | #DIV/0! | #DIV/0! | #DIV/0! | #DIV/0! | #DIV/0! | #DIV/0! | #DIV/0! | #DIV/0! | #DIV/0! | #DIV/0! | #DIV/0! | #DIV/0! | #DIV/0! | #DIV/0! | #DIV/0! | #DIV/0! | #DIV/0! | #DIV/0! | #DIV/0! | #DIV/0! | #DIV/0! | #DIV/0! | #DIV/0! | #DIV/0! | #DIV/0! | #DIV/0! | #DIV/0!
0 | 0 | 0 | 0 | 0 | 0 | #DIV/0! | #DIV/0! | #DIV/0! | #DIV/0! | #DIV/0! | #DIV/0! | #DIV/0! | #DIV/0! | #DIV/0! | #DIV/0! | #DIV/0! | #DIV/0! | #DIV/0! | #DIV/0! | #DIV/0! | #DIV/0! | #DIV/0! | #DIV/0! | #DIV/0! | #DIV/0! | #DIV/0! | #DIV/0! | #DIV/0! | #DIV/0! | #DIV/0! | #DIV/0! | #DIV/0! | #N/A | #N/A | #DIV/0! | #VALUE! | #N/A | #N/A | #N/A | #N/A | #N/A | #N/A | #VALUE! | #DIV/0! | #DIV/0! | #DIV/0! | #DIV/0! | #DIV/0! | #DIV/0! | #DIV/0! | #DIV/0! | #DIV/0! | #DIV/0! | #DIV/0! | #DIV/0! | #DIV/0! | #DIV/0! | #DIV/0! | #DIV/0! | #DIV/0! | #DIV/0! | #DIV/0! | #DIV/0! | #DIV/0! | #DIV/0! | #DIV/0! | #DIV/0! | #DIV/0! | #DIV/0! | #DIV/0! | #DIV/0! | #DIV/0! | #DIV/0! | #DIV/0! | #DIV/0! | #DIV/0! | #DIV/0! | #DIV/0! | #DIV/0! | #DIV/0! | #DIV/0! | #DIV/0! | #DIV/0! | #DIV/0! | #DIV/0! | #DIV/0! | #DIV/0! | #DIV/0! | #DIV/0! | #DIV/0! | #DIV/0! | #DIV/0! | #DIV/0! | #DIV/0! | #DIV/0! | #DIV/0! | #DIV/0! | #DIV/0! | #DIV/0! | #DIV/0! | #DIV/0! | #DIV/0! | #DIV/0!
0 | 0 | 0 | 0 | 0 | 0 | #DIV/0! | #DIV/0! | #DIV/0! | #DIV/0! | #DIV/0! | #DIV/0! | #DIV/0! | #DIV/0! | #DIV/0! | #DIV/0! | #DIV/0! | #DIV/0! | #DIV/0! | #DIV/0! | #DIV/0! | #DIV/0! | #DIV/0! | #DIV/0! | #DIV/0! | #DIV/0! | #DIV/0! | #DIV/0! | #DIV/0! | #DIV/0! | #DIV/0! | #DIV/0! | #DIV/0! | #N/A | #N/A | #DIV/0! | #VALUE! | #N/A | #N/A | #N/A | #N/A | #N/A | #N/A | #VALUE! | #DIV/0! | #DIV/0! | #DIV/0! | #DIV/0! | #DIV/0! | #DIV/0! | #DIV/0! | #DIV/0! | #DIV/0! | #DIV/0! | #DIV/0! | #DIV/0! | #DIV/0! | #DIV/0! | #DIV/0! | #DIV/0! | #DIV/0! | #DIV/0! | #DIV/0! | #DIV/0! | #DIV/0! | #DIV/0! | #DIV/0! | #DIV/0! | #DIV/0! | #DIV/0! | #DIV/0! | #DIV/0! | #DIV/0! | #DIV/0! | #DIV/0! | #DIV/0! | #DIV/0! | #DIV/0! | #DIV/0! | #DIV/0! | #DIV/0! | #DIV/0! | #DIV/0! | #DIV/0! | #DIV/0! | #DIV/0! | #DIV/0! | #DIV/0! | #DIV/0! | #DIV/0! | #DIV/0! | #DIV/0! | #DIV/0! | #DIV/0! | #DIV/0! | #DIV/0! | #DIV/0! | #DIV/0! | #DIV/0! | #DIV/0! | #DIV/0! | #DIV/0! | #DIV/0! | #DIV/0!
0 | 0 | 0 | 0 | 0 | 0 | #DIV/0! | #DIV/0! | #DIV/0! | #DIV/0! | #DIV/0! | #DIV/0! | #DIV/0! | #DIV/0! | #DIV/0! | #DIV/0! | #DIV/0! | #DIV/0! | #DIV/0! | #DIV/0! | #DIV/0! | #DIV/0! | #DIV/0! | #DIV/0! | #DIV/0! | #DIV/0! | #DIV/0! | #DIV/0! | #DIV/0! | #DIV/0! | #DIV/0! | #DIV/0! | #DIV/0! | #N/A | #N/A | #DIV/0! | #VALUE! | #N/A | #N/A | #N/A | #N/A | #N/A | #N/A | #VALUE! | #DIV/0! | #DIV/0! | #DIV/0! | #DIV/0! | #DIV/0! | #DIV/0! | #DIV/0! | #DIV/0! | #DIV/0! | #DIV/0! | #DIV/0! | #DIV/0! | #DIV/0! | #DIV/0! | #DIV/0! | #DIV/0! | #DIV/0! | #DIV/0! | #DIV/0! | #DIV/0! | #DIV/0! | #DIV/0! | #DIV/0! | #DIV/0! | #DIV/0! | #DIV/0! | #DIV/0! | #DIV/0! | #DIV/0! | #DIV/0! | #DIV/0! | #DIV/0! | #DIV/0! | #DIV/0! | #DIV/0! | #DIV/0! | #DIV/0! | #DIV/0! | #DIV/0! | #DIV/0! | #DIV/0! | #DIV/0! | #DIV/0! | #DIV/0! | #DIV/0! | #DIV/0! | #DIV/0! | #DIV/0! | #DIV/0! | #DIV/0! | #DIV/0! | #DIV/0! | #DIV/0! | #DIV/0! | #DIV/0! | #DIV/0! | #DIV/0! | #DIV/0! | #DIV/0! | #DIV/0!
0 | 0 | 0 | 0 | 0 | 0 | #DIV/0! | #DIV/0! | #DIV/0! | #DIV/0! | #DIV/0! | #DIV/0! | #DIV/0! | #DIV/0! | #DIV/0! | #DIV/0! | #DIV/0! | #DIV/0! | #DIV/0! | #DIV/0! | #DIV/0! | #DIV/0! | #DIV/0! | #DIV/0! | #DIV/0! | #DIV/0! | #DIV/0! | #DIV/0! | #DIV/0! | #DIV/0! | #DIV/0! | #DIV/0! | #DIV/0! | #N/A | #N/A | #DIV/0! | #VALUE! | #N/A | #N/A | #N/A | #N/A | #N/A | #N/A | #VALUE! | #DIV/0! | #DIV/0! | #DIV/0! | #DIV/0! | #DIV/0! | #DIV/0! | #DIV/0! | #DIV/0! | #DIV/0! | #DIV/0! | #DIV/0! | #DIV/0! | #DIV/0! | #DIV/0! | #DIV/0! | #DIV/0! | #DIV/0! | #DIV/0! | #DIV/0! | #DIV/0! | #DIV/0! | #DIV/0! | #DIV/0! | #DIV/0! | #DIV/0! | #DIV/0! | #DIV/0! | #DIV/0! | #DIV/0! | #DIV/0! | #DIV/0! | #DIV/0! | #DIV/0! | #DIV/0! | #DIV/0! | #DIV/0! | #DIV/0! | #DIV/0! | #DIV/0! | #DIV/0! | #DIV/0! | #DIV/0! | #DIV/0! | #DIV/0! | #DIV/0! | #DIV/0! | #DIV/0! | #DIV/0! | #DIV/0! | #DIV/0! | #DIV/0! | #DIV/0! | #DIV/0! | #DIV/0! | #DIV/0! | #DIV/0! | #DIV/0! | #DIV/0! | #DIV/0! | #DIV/0!
0 | 0 | 0 | 0 | 0 | 0 | #DIV/0! | #DIV/0! | #DIV/0! | #DIV/0! | #DIV/0! | #DIV/0! | #DIV/0! | #DIV/0! | #DIV/0! | #DIV/0! | #DIV/0! | #DIV/0! | #DIV/0! | #DIV/0! | #DIV/0! | #DIV/0! | #DIV/0! | #DIV/0! | #DIV/0! | #DIV/0! | #DIV/0! | #DIV/0! | #DIV/0! | #DIV/0! | #DIV/0! | #DIV/0! | #DIV/0! | #N/A | #N/A | #DIV/0! | #VALUE! | #N/A | #N/A | #N/A | #N/A | #N/A | #N/A | #VALUE! | #DIV/0! | #DIV/0! | #DIV/0! | #DIV/0! | #DIV/0! | #DIV/0! | #DIV/0! | #DIV/0! | #DIV/0! | #DIV/0! | #DIV/0! | #DIV/0! | #DIV/0! | #DIV/0! | #DIV/0! | #DIV/0! | #DIV/0! | #DIV/0! | #DIV/0! | #DIV/0! | #DIV/0! | #DIV/0! | #DIV/0! | #DIV/0! | #DIV/0! | #DIV/0! | #DIV/0! | #DIV/0! | #DIV/0! | #DIV/0! | #DIV/0! | #DIV/0! | #DIV/0! | #DIV/0! | #DIV/0! | #DIV/0! | #DIV/0! | #DIV/0! | #DIV/0! | #DIV/0! | #DIV/0! | #DIV/0! | #DIV/0! | #DIV/0! | #DIV/0! | #DIV/0! | #DIV/0! | #DIV/0! | #DIV/0! | #DIV/0! | #DIV/0! | #DIV/0! | #DIV/0! | #DIV/0! | #DIV/0! | #DIV/0! | #DIV/0! | #DIV/0! | #DIV/0! | #DIV/0!
0 | 0 | 0 | 0 | 0 | 0 | #DIV/0! | #DIV/0! | #DIV/0! | #DIV/0! | #DIV/0! | #DIV/0! | #DIV/0! | #DIV/0! | #DIV/0! | #DIV/0! | #DIV/0! | #DIV/0! | #DIV/0! | #DIV/0! | #DIV/0! | #DIV/0! | #DIV/0! | #DIV/0! | #DIV/0! | #DIV/0! | #DIV/0! | #DIV/0! | #DIV/0! | #DIV/0! | #DIV/0! | #DIV/0! | #DIV/0! | #N/A | #N/A | #DIV/0! | #VALUE! | #N/A | #N/A | #N/A | #N/A | #N/A | #N/A | #VALUE! | #DIV/0! | #DIV/0! | #DIV/0! | #DIV/0! | #DIV/0! | #DIV/0! | #DIV/0! | #DIV/0! | #DIV/0! | #DIV/0! | #DIV/0! | #DIV/0! | #DIV/0! | #DIV/0! | #DIV/0! | #DIV/0! | #DIV/0! | #DIV/0! | #DIV/0! | #DIV/0! | #DIV/0! | #DIV/0! | #DIV/0! | #DIV/0! | #DIV/0! | #DIV/0! | #DIV/0! | #DIV/0! | #DIV/0! | #DIV/0! | #DIV/0! | #DIV/0! | #DIV/0! | #DIV/0! | #DIV/0! | #DIV/0! | #DIV/0! | #DIV/0! | #DIV/0! | #DIV/0! | #DIV/0! | #DIV/0! | #DIV/0! | #DIV/0! | #DIV/0! | #DIV/0! | #DIV/0! | #DIV/0! | #DIV/0! | #DIV/0! | #DIV/0! | #DIV/0! | #DIV/0! | #DIV/0! | #DIV/0! | #DIV/0! | #DIV/0! | #DIV/0! | #DIV/0! | #DIV/0!
0 | 0 | 0 | 0 | 0 | 0 | #DIV/0! | #DIV/0! | #DIV/0! | #DIV/0! | #DIV/0! | #DIV/0! | #DIV/0! | #DIV/0! | #DIV/0! | #DIV/0! | #DIV/0! | #DIV/0! | #DIV/0! | #DIV/0! | #DIV/0! | #DIV/0! | #DIV/0! | #DIV/0! | #DIV/0! | #DIV/0! | #DIV/0! | #DIV/0! | #DIV/0! | #DIV/0! | #DIV/0! | #DIV/0! | #DIV/0! | #N/A | #N/A | #DIV/0! | #VALUE! | #N/A | #N/A | #N/A | #N/A | #N/A | #N/A | #VALUE! | #DIV/0! | #DIV/0! | #DIV/0! | #DIV/0! | #DIV/0! | #DIV/0! | #DIV/0! | #DIV/0! | #DIV/0! | #DIV/0! | #DIV/0! | #DIV/0! | #DIV/0! | #DIV/0! | #DIV/0! | #DIV/0! | #DIV/0! | #DIV/0! | #DIV/0! | #DIV/0! | #DIV/0! | #DIV/0! | #DIV/0! | #DIV/0! | #DIV/0! | #DIV/0! | #DIV/0! | #DIV/0! | #DIV/0! | #DIV/0! | #DIV/0! | #DIV/0! | #DIV/0! | #DIV/0! | #DIV/0! | #DIV/0! | #DIV/0! | #DIV/0! | #DIV/0! | #DIV/0! | #DIV/0! | #DIV/0! | #DIV/0! | #DIV/0! | #DIV/0! | #DIV/0! | #DIV/0! | #DIV/0! | #DIV/0! | #DIV/0! | #DIV/0! | #DIV/0! | #DIV/0! | #DIV/0! | #DIV/0! | #DIV/0! | #DIV/0! | #DIV/0! | #DIV/0! | #DIV/0!
0 | 0 | 0 | 0 | 0 | 0 | #DIV/0! | #DIV/0! | #DIV/0! | #DIV/0! | #DIV/0! | #DIV/0! | #DIV/0! | #DIV/0! | #DIV/0! | #DIV/0! | #DIV/0! | #DIV/0! | #DIV/0! | #DIV/0! | #DIV/0! | #DIV/0! | #DIV/0! | #DIV/0! | #DIV/0! | #DIV/0! | #DIV/0! | #DIV/0! | #DIV/0! | #DIV/0! | #DIV/0! | #DIV/0! | #DIV/0! | #N/A | #N/A | #DIV/0! | #VALUE! | #N/A | #N/A | #N/A | #N/A | #N/A | #N/A | #VALUE! | #DIV/0! | #DIV/0! | #DIV/0! | #DIV/0! | #DIV/0! | #DIV/0! | #DIV/0! | #DIV/0! | #DIV/0! | #DIV/0! | #DIV/0! | #DIV/0! | #DIV/0! | #DIV/0! | #DIV/0! | #DIV/0! | #DIV/0! | #DIV/0! | #DIV/0! | #DIV/0! | #DIV/0! | #DIV/0! | #DIV/0! | #DIV/0! | #DIV/0! | #DIV/0! | #DIV/0! | #DIV/0! | #DIV/0! | #DIV/0! | #DIV/0! | #DIV/0! | #DIV/0! | #DIV/0! | #DIV/0! | #DIV/0! | #DIV/0! | #DIV/0! | #DIV/0! | #DIV/0! | #DIV/0! | #DIV/0! | #DIV/0! | #DIV/0! | #DIV/0! | #DIV/0! | #DIV/0! | #DIV/0! | #DIV/0! | #DIV/0! | #DIV/0! | #DIV/0! | #DIV/0! | #DIV/0! | #DIV/0! | #DIV/0! | #DIV/0! | #DIV/0! | #DIV/0! | #DIV/0!
0 | 0 | 0 | 0 | 0 | 0 | #DIV/0! | #DIV/0! | #DIV/0! | #DIV/0! | #DIV/0! | #DIV/0! | #DIV/0! | #DIV/0! | #DIV/0! | #DIV/0! | #DIV/0! | #DIV/0! | #DIV/0! | #DIV/0! | #DIV/0! | #DIV/0! | #DIV/0! | #DIV/0! | #DIV/0! | #DIV/0! | #DIV/0! | #DIV/0! | #DIV/0! | #DIV/0! | #DIV/0! | #DIV/0! | #DIV/0! | #N/A | #N/A | #DIV/0! | #VALUE! | #N/A | #N/A | #N/A | #N/A | #N/A | #N/A | #VALUE! | #DIV/0! | #DIV/0! | #DIV/0! | #DIV/0! | #DIV/0! | #DIV/0! | #DIV/0! | #DIV/0! | #DIV/0! | #DIV/0! | #DIV/0! | #DIV/0! | #DIV/0! | #DIV/0! | #DIV/0! | #DIV/0! | #DIV/0! | #DIV/0! | #DIV/0! | #DIV/0! | #DIV/0! | #DIV/0! | #DIV/0! | #DIV/0! | #DIV/0! | #DIV/0! | #DIV/0! | #DIV/0! | #DIV/0! | #DIV/0! | #DIV/0! | #DIV/0! | #DIV/0! | #DIV/0! | #DIV/0! | #DIV/0! | #DIV/0! | #DIV/0! | #DIV/0! | #DIV/0! | #DIV/0! | #DIV/0! | #DIV/0! | #DIV/0! | #DIV/0! | #DIV/0! | #DIV/0! | #DIV/0! | #DIV/0! | #DIV/0! | #DIV/0! | #DIV/0! | #DIV/0! | #DIV/0! | #DIV/0! | #DIV/0! | #DIV/0! | #DIV/0! | #DIV/0! | #DIV/0!
0 | 0 | 0 | 0 | 0 | 0 | #DIV/0! | #DIV/0! | #DIV/0! | #DIV/0! | #DIV/0! | #DIV/0! | #DIV/0! | #DIV/0! | #DIV/0! | #DIV/0! | #DIV/0! | #DIV/0! | #DIV/0! | #DIV/0! | #DIV/0! | #DIV/0! | #DIV/0! | #DIV/0! | #DIV/0! | #DIV/0! | #DIV/0! | #DIV/0! | #DIV/0! | #DIV/0! | #DIV/0! | #DIV/0! | #DIV/0! | #N/A | #N/A | #DIV/0! | #VALUE! | #N/A | #N/A | #N/A | #N/A | #N/A | #N/A | #VALUE! | #DIV/0! | #DIV/0! | #DIV/0! | #DIV/0! | #DIV/0! | #DIV/0! | #DIV/0! | #DIV/0! | #DIV/0! | #DIV/0! | #DIV/0! | #DIV/0! | #DIV/0! | #DIV/0! | #DIV/0! | #DIV/0! | #DIV/0! | #DIV/0! | #DIV/0! | #DIV/0! | #DIV/0! | #DIV/0! | #DIV/0! | #DIV/0! | #DIV/0! | #DIV/0! | #DIV/0! | #DIV/0! | #DIV/0! | #DIV/0! | #DIV/0! | #DIV/0! | #DIV/0! | #DIV/0! | #DIV/0! | #DIV/0! | #DIV/0! | #DIV/0! | #DIV/0! | #DIV/0! | #DIV/0! | #DIV/0! | #DIV/0! | #DIV/0! | #DIV/0! | #DIV/0! | #DIV/0! | #DIV/0! | #DIV/0! | #DIV/0! | #DIV/0! | #DIV/0! | #DIV/0! | #DIV/0! | #DIV/0! | #DIV/0! | #DIV/0! | #DIV/0! | #DIV/0! | #DIV/0!
0 | 0 | 0 | 0 | 0 | 0 | #DIV/0! | #DIV/0! | #DIV/0! | #DIV/0! | #DIV/0! | #DIV/0! | #DIV/0! | #DIV/0! | #DIV/0! | #DIV/0! | #DIV/0! | #DIV/0! | #DIV/0! | #DIV/0! | #DIV/0! | #DIV/0! | #DIV/0! | #DIV/0! | #DIV/0! | #DIV/0! | #DIV/0! | #DIV/0! | #DIV/0! | #DIV/0! | #DIV/0! | #DIV/0! | #DIV/0! | #N/A | #N/A | #DIV/0! | #VALUE! | #N/A | #N/A | #N/A | #N/A | #N/A | #N/A | #VALUE! | #DIV/0! | #DIV/0! | #DIV/0! | #DIV/0! | #DIV/0! | #DIV/0! | #DIV/0! | #DIV/0! | #DIV/0! | #DIV/0! | #DIV/0! | #DIV/0! | #DIV/0! | #DIV/0! | #DIV/0! | #DIV/0! | #DIV/0! | #DIV/0! | #DIV/0! | #DIV/0! | #DIV/0! | #DIV/0! | #DIV/0! | #DIV/0! | #DIV/0! | #DIV/0! | #DIV/0! | #DIV/0! | #DIV/0! | #DIV/0! | #DIV/0! | #DIV/0! | #DIV/0! | #DIV/0! | #DIV/0! | #DIV/0! | #DIV/0! | #DIV/0! | #DIV/0! | #DIV/0! | #DIV/0! | #DIV/0! | #DIV/0! | #DIV/0! | #DIV/0! | #DIV/0! | #DIV/0! | #DIV/0! | #DIV/0! | #DIV/0! | #DIV/0! | #DIV/0! | #DIV/0! | #DIV/0! | #DIV/0! | #DIV/0! | #DIV/0! | #DIV/0! | #DIV/0! | #DIV/0!
0 | 0 | 0 | 0 | 0 | 0 | #DIV/0! | #DIV/0! | #DIV/0! | #DIV/0! | #DIV/0! | #DIV/0! | #DIV/0! | #DIV/0! | #DIV/0! | #DIV/0! | #DIV/0! | #DIV/0! | #DIV/0! | #DIV/0! | #DIV/0! | #DIV/0! | #DIV/0! | #DIV/0! | #DIV/0! | #DIV/0! | #DIV/0! | #DIV/0! | #DIV/0! | #DIV/0! | #DIV/0! | #DIV/0! | #DIV/0! | #N/A | #N/A | #DIV/0! | #VALUE! | #N/A | #N/A | #N/A | #N/A | #N/A | #N/A | #VALUE! | #DIV/0! | #DIV/0! | #DIV/0! | #DIV/0! | #DIV/0! | #DIV/0! | #DIV/0! | #DIV/0! | #DIV/0! | #DIV/0! | #DIV/0! | #DIV/0! | #DIV/0! | #DIV/0! | #DIV/0! | #DIV/0! | #DIV/0! | #DIV/0! | #DIV/0! | #DIV/0! | #DIV/0! | #DIV/0! | #DIV/0! | #DIV/0! | #DIV/0! | #DIV/0! | #DIV/0! | #DIV/0! | #DIV/0! | #DIV/0! | #DIV/0! | #DIV/0! | #DIV/0! | #DIV/0! | #DIV/0! | #DIV/0! | #DIV/0! | #DIV/0! | #DIV/0! | #DIV/0! | #DIV/0! | #DIV/0! | #DIV/0! | #DIV/0! | #DIV/0! | #DIV/0! | #DIV/0! | #DIV/0! | #DIV/0! | #DIV/0! | #DIV/0! | #DIV/0! | #DIV/0! | #DIV/0! | #DIV/0! | #DIV/0! | #DIV/0! | #DIV/0! | #DIV/0! | #DIV/0!
0 | 0 | 0 | 0 | 0 | 0 | #DIV/0! | #DIV/0! | #DIV/0! | #DIV/0! | #DIV/0! | #DIV/0! | #DIV/0! | #DIV/0! | #DIV/0! | #DIV/0! | #DIV/0! | #DIV/0! | #DIV/0! | #DIV/0! | #DIV/0! | #DIV/0! | #DIV/0! | #DIV/0! | #DIV/0! | #DIV/0! | #DIV/0! | #DIV/0! | #DIV/0! | #DIV/0! | #DIV/0! | #DIV/0! | #DIV/0! | #N/A | #N/A | #DIV/0! | #VALUE! | #N/A | #N/A | #N/A | #N/A | #N/A | #N/A | #VALUE! | #DIV/0! | #DIV/0! | #DIV/0! | #DIV/0! | #DIV/0! | #DIV/0! | #DIV/0! | #DIV/0! | #DIV/0! | #DIV/0! | #DIV/0! | #DIV/0! | #DIV/0! | #DIV/0! | #DIV/0! | #DIV/0! | #DIV/0! | #DIV/0! | #DIV/0! | #DIV/0! | #DIV/0! | #DIV/0! | #DIV/0! | #DIV/0! | #DIV/0! | #DIV/0! | #DIV/0! | #DIV/0! | #DIV/0! | #DIV/0! | #DIV/0! | #DIV/0! | #DIV/0! | #DIV/0! | #DIV/0! | #DIV/0! | #DIV/0! | #DIV/0! | #DIV/0! | #DIV/0! | #DIV/0! | #DIV/0! | #DIV/0! | #DIV/0! | #DIV/0! | #DIV/0! | #DIV/0! | #DIV/0! | #DIV/0! | #DIV/0! | #DIV/0! | #DIV/0! | #DIV/0! | #DIV/0! | #DIV/0! | #DIV/0! | #DIV/0! | #DIV/0! | #DIV/0! | #DIV/0!
0 | 0 | 0 | 0 | 0 | 0 | #DIV/0! | #DIV/0! | #DIV/0! | #DIV/0! | #DIV/0! | #DIV/0! | #DIV/0! | #DIV/0! | #DIV/0! | #DIV/0! | #DIV/0! | #DIV/0! | #DIV/0! | #DIV/0! | #DIV/0! | #DIV/0! | #DIV/0! | #DIV/0! | #DIV/0! | #DIV/0! | #DIV/0! | #DIV/0! | #DIV/0! | #DIV/0! | #DIV/0! | #DIV/0! | #DIV/0! | #N/A | #N/A | #DIV/0! | #VALUE! | #N/A | #N/A | #N/A | #N/A | #N/A | #N/A | #VALUE! | #DIV/0! | #DIV/0! | #DIV/0! | #DIV/0! | #DIV/0! | #DIV/0! | #DIV/0! | #DIV/0! | #DIV/0! | #DIV/0! | #DIV/0! | #DIV/0! | #DIV/0! | #DIV/0! | #DIV/0! | #DIV/0! | #DIV/0! | #DIV/0! | #DIV/0! | #DIV/0! | #DIV/0! | #DIV/0! | #DIV/0! | #DIV/0! | #DIV/0! | #DIV/0! | #DIV/0! | #DIV/0! | #DIV/0! | #DIV/0! | #DIV/0! | #DIV/0! | #DIV/0! | #DIV/0! | #DIV/0! | #DIV/0! | #DIV/0! | #DIV/0! | #DIV/0! | #DIV/0! | #DIV/0! | #DIV/0! | #DIV/0! | #DIV/0! | #DIV/0! | #DIV/0! | #DIV/0! | #DIV/0! | #DIV/0! | #DIV/0! | #DIV/0! | #DIV/0! | #DIV/0! | #DIV/0! | #DIV/0! | #DIV/0! | #DIV/0! | #DIV/0! | #DIV/0! | #DIV/0!
0 | 0 | 0 | 0 | 0 | 0 | #DIV/0! | #DIV/0! | #DIV/0! | #DIV/0! | #DIV/0! | #DIV/0! | #DIV/0! | #DIV/0! | #DIV/0! | #DIV/0! | #DIV/0! | #DIV/0! | #DIV/0! | #DIV/0! | #DIV/0! | #DIV/0! | #DIV/0! | #DIV/0! | #DIV/0! | #DIV/0! | #DIV/0! | #DIV/0! | #DIV/0! | #DIV/0! | #DIV/0! | #DIV/0! | #DIV/0! | #N/A | #N/A | #DIV/0! | #VALUE! | #N/A | #N/A | #N/A | #N/A | #N/A | #N/A | #VALUE! | #DIV/0! | #DIV/0! | #DIV/0! | #DIV/0! | #DIV/0! | #DIV/0! | #DIV/0! | #DIV/0! | #DIV/0! | #DIV/0! | #DIV/0! | #DIV/0! | #DIV/0! | #DIV/0! | #DIV/0! | #DIV/0! | #DIV/0! | #DIV/0! | #DIV/0! | #DIV/0! | #DIV/0! | #DIV/0! | #DIV/0! | #DIV/0! | #DIV/0! | #DIV/0! | #DIV/0! | #DIV/0! | #DIV/0! | #DIV/0! | #DIV/0! | #DIV/0! | #DIV/0! | #DIV/0! | #DIV/0! | #DIV/0! | #DIV/0! | #DIV/0! | #DIV/0! | #DIV/0! | #DIV/0! | #DIV/0! | #DIV/0! | #DIV/0! | #DIV/0! | #DIV/0! | #DIV/0! | #DIV/0! | #DIV/0! | #DIV/0! | #DIV/0! | #DIV/0! | #DIV/0! | #DIV/0! | #DIV/0! | #DIV/0! | #DIV/0! | #DIV/0! | #DIV/0! | #DIV/0!
0 | 0 | 0 | 0 | 0 | 0 | #DIV/0! | #DIV/0! | #DIV/0! | #DIV/0! | #DIV/0! | #DIV/0! | #DIV/0! | #DIV/0! | #DIV/0! | #DIV/0! | #DIV/0! | #DIV/0! | #DIV/0! | #DIV/0! | #DIV/0! | #DIV/0! | #DIV/0! | #DIV/0! | #DIV/0! | #DIV/0! | #DIV/0! | #DIV/0! | #DIV/0! | #DIV/0! | #DIV/0! | #DIV/0! | #DIV/0! | #N/A | #N/A | #DIV/0! | #VALUE! | #N/A | #N/A | #N/A | #N/A | #N/A | #N/A | #VALUE! | #DIV/0! | #DIV/0! | #DIV/0! | #DIV/0! | #DIV/0! | #DIV/0! | #DIV/0! | #DIV/0! | #DIV/0! | #DIV/0! | #DIV/0! | #DIV/0! | #DIV/0! | #DIV/0! | #DIV/0! | #DIV/0! | #DIV/0! | #DIV/0! | #DIV/0! | #DIV/0! | #DIV/0! | #DIV/0! | #DIV/0! | #DIV/0! | #DIV/0! | #DIV/0! | #DIV/0! | #DIV/0! | #DIV/0! | #DIV/0! | #DIV/0! | #DIV/0! | #DIV/0! | #DIV/0! | #DIV/0! | #DIV/0! | #DIV/0! | #DIV/0! | #DIV/0! | #DIV/0! | #DIV/0! | #DIV/0! | #DIV/0! | #DIV/0! | #DIV/0! | #DIV/0! | #DIV/0! | #DIV/0! | #DIV/0! | #DIV/0! | #DIV/0! | #DIV/0! | #DIV/0! | #DIV/0! | #DIV/0! | #DIV/0! | #DIV/0! | #DIV/0! | #DIV/0! | #DIV/0!
0 | 0 | 0 | 0 | 0 | 0 | #DIV/0! | #DIV/0! | #DIV/0! | #DIV/0! | #DIV/0! | #DIV/0! | #DIV/0! | #DIV/0! | #DIV/0! | #DIV/0! | #DIV/0! | #DIV/0! | #DIV/0! | #DIV/0! | #DIV/0! | #DIV/0! | #DIV/0! | #DIV/0! | #DIV/0! | #DIV/0! | #DIV/0! | #DIV/0! | #DIV/0! | #DIV/0! | #DIV/0! | #DIV/0! | #DIV/0! | #N/A | #N/A | #DIV/0! | #VALUE! | #N/A | #N/A | #N/A | #N/A | #N/A | #N/A | #VALUE! | #DIV/0! | #DIV/0! | #DIV/0! | #DIV/0! | #DIV/0! | #DIV/0! | #DIV/0! | #DIV/0! | #DIV/0! | #DIV/0! | #DIV/0! | #DIV/0! | #DIV/0! | #DIV/0! | #DIV/0! | #DIV/0! | #DIV/0! | #DIV/0! | #DIV/0! | #DIV/0! | #DIV/0! | #DIV/0! | #DIV/0! | #DIV/0! | #DIV/0! | #DIV/0! | #DIV/0! | #DIV/0! | #DIV/0! | #DIV/0! | #DIV/0! | #DIV/0! | #DIV/0! | #DIV/0! | #DIV/0! | #DIV/0! | #DIV/0! | #DIV/0! | #DIV/0! | #DIV/0! | #DIV/0! | #DIV/0! | #DIV/0! | #DIV/0! | #DIV/0! | #DIV/0! | #DIV/0! | #DIV/0! | #DIV/0! | #DIV/0! | #DIV/0! | #DIV/0! | #DIV/0! | #DIV/0! | #DIV/0! | #DIV/0! | #DIV/0! | #DIV/0! | #DIV/0! | #DIV/0!
0 | 0 | 0 | 0 | 0 | 0 | #DIV/0! | #DIV/0! | #DIV/0! | #DIV/0! | #DIV/0! | #DIV/0! | #DIV/0! | #DIV/0! | #DIV/0! | #DIV/0! | #DIV/0! | #DIV/0! | #DIV/0! | #DIV/0! | #DIV/0! | #DIV/0! | #DIV/0! | #DIV/0! | #DIV/0! | #DIV/0! | #DIV/0! | #DIV/0! | #DIV/0! | #DIV/0! | #DIV/0! | #DIV/0! | #DIV/0! | #N/A | #N/A | #DIV/0! | #VALUE! | #N/A | #N/A | #N/A | #N/A | #N/A | #N/A | #VALUE! | #DIV/0! | #DIV/0! | #DIV/0! | #DIV/0! | #DIV/0! | #DIV/0! | #DIV/0! | #DIV/0! | #DIV/0! | #DIV/0! | #DIV/0! | #DIV/0! | #DIV/0! | #DIV/0! | #DIV/0! | #DIV/0! | #DIV/0! | #DIV/0! | #DIV/0! | #DIV/0! | #DIV/0! | #DIV/0! | #DIV/0! | #DIV/0! | #DIV/0! | #DIV/0! | #DIV/0! | #DIV/0! | #DIV/0! | #DIV/0! | #DIV/0! | #DIV/0! | #DIV/0! | #DIV/0! | #DIV/0! | #DIV/0! | #DIV/0! | #DIV/0! | #DIV/0! | #DIV/0! | #DIV/0! | #DIV/0! | #DIV/0! | #DIV/0! | #DIV/0! | #DIV/0! | #DIV/0! | #DIV/0! | #DIV/0! | #DIV/0! | #DIV/0! | #DIV/0! | #DIV/0! | #DIV/0! | #DIV/0! | #DIV/0! | #DIV/0! | #DIV/0! | #DIV/0! | #DIV/0!
0 | 0 | 0 | 0 | 0 | 0 | #DIV/0! | #DIV/0! | #DIV/0! | #DIV/0! | #DIV/0! | #DIV/0! | #DIV/0! | #DIV/0! | #DIV/0! | #DIV/0! | #DIV/0! | #DIV/0! | #DIV/0! | #DIV/0! | #DIV/0! | #DIV/0! | #DIV/0! | #DIV/0! | #DIV/0! | #DIV/0! | #DIV/0! | #DIV/0! | #DIV/0! | #DIV/0! | #DIV/0! | #DIV/0! | #DIV/0! | #N/A | #N/A | #DIV/0! | #VALUE! | #N/A | #N/A | #N/A | #N/A | #N/A | #N/A | #VALUE! | #DIV/0! | #DIV/0! | #DIV/0! | #DIV/0! | #DIV/0! | #DIV/0! | #DIV/0! | #DIV/0! | #DIV/0! | #DIV/0! | #DIV/0! | #DIV/0! | #DIV/0! | #DIV/0! | #DIV/0! | #DIV/0! | #DIV/0! | #DIV/0! | #DIV/0! | #DIV/0! | #DIV/0! | #DIV/0! | #DIV/0! | #DIV/0! | #DIV/0! | #DIV/0! | #DIV/0! | #DIV/0! | #DIV/0! | #DIV/0! | #DIV/0! | #DIV/0! | #DIV/0! | #DIV/0! | #DIV/0! | #DIV/0! | #DIV/0! | #DIV/0! | #DIV/0! | #DIV/0! | #DIV/0! | #DIV/0! | #DIV/0! | #DIV/0! | #DIV/0! | #DIV/0! | #DIV/0! | #DIV/0! | #DIV/0! | #DIV/0! | #DIV/0! | #DIV/0! | #DIV/0! | #DIV/0! | #DIV/0! | #DIV/0! | #DIV/0! | #DIV/0! | #DIV/0! | #DIV/0!
0 | 0 | 0 | 0 | 0 | 0 | #DIV/0! | #DIV/0! | #DIV/0! | #DIV/0! | #DIV/0! | #DIV/0! | #DIV/0! | #DIV/0! | #DIV/0! | #DIV/0! | #DIV/0! | #DIV/0! | #DIV/0! | #DIV/0! | #DIV/0! | #DIV/0! | #DIV/0! | #DIV/0! | #DIV/0! | #DIV/0! | #DIV/0! | #DIV/0! | #DIV/0! | #DIV/0! | #DIV/0! | #DIV/0! | #DIV/0! | #N/A | #N/A | #DIV/0! | #VALUE! | #N/A | #N/A | #N/A | #N/A | #N/A | #N/A | #VALUE! | #DIV/0! | #DIV/0! | #DIV/0! | #DIV/0! | #DIV/0! | #DIV/0! | #DIV/0! | #DIV/0! | #DIV/0! | #DIV/0! | #DIV/0! | #DIV/0! | #DIV/0! | #DIV/0! | #DIV/0! | #DIV/0! | #DIV/0! | #DIV/0! | #DIV/0! | #DIV/0! | #DIV/0! | #DIV/0! | #DIV/0! | #DIV/0! | #DIV/0! | #DIV/0! | #DIV/0! | #DIV/0! | #DIV/0! | #DIV/0! | #DIV/0! | #DIV/0! | #DIV/0! | #DIV/0! | #DIV/0! | #DIV/0! | #DIV/0! | #DIV/0! | #DIV/0! | #DIV/0! | #DIV/0! | #DIV/0! | #DIV/0! | #DIV/0! | #DIV/0! | #DIV/0! | #DIV/0! | #DIV/0! | #DIV/0! | #DIV/0! | #DIV/0! | #DIV/0! | #DIV/0! | #DIV/0! | #DIV/0! | #DIV/0! | #DIV/0! | #DIV/0! | #DIV/0! | #DIV/0!
0 | 0 | 0 | 0 | 0 | 0 | #DIV/0! | #DIV/0! | #DIV/0! | #DIV/0! | #DIV/0! | #DIV/0! | #DIV/0! | #DIV/0! | #DIV/0! | #DIV/0! | #DIV/0! | #DIV/0! | #DIV/0! | #DIV/0! | #DIV/0! | #DIV/0! | #DIV/0! | #DIV/0! | #DIV/0! | #DIV/0! | #DIV/0! | #DIV/0! | #DIV/0! | #DIV/0! | #DIV/0! | #DIV/0! | #DIV/0! | #N/A | #N/A | #DIV/0! | #VALUE! | #N/A | #N/A | #N/A | #N/A | #N/A | #N/A | #VALUE! | #DIV/0! | #DIV/0! | #DIV/0! | #DIV/0! | #DIV/0! | #DIV/0! | #DIV/0! | #DIV/0! | #DIV/0! | #DIV/0! | #DIV/0! | #DIV/0! | #DIV/0! | #DIV/0! | #DIV/0! | #DIV/0! | #DIV/0! | #DIV/0! | #DIV/0! | #DIV/0! | #DIV/0! | #DIV/0! | #DIV/0! | #DIV/0! | #DIV/0! | #DIV/0! | #DIV/0! | #DIV/0! | #DIV/0! | #DIV/0! | #DIV/0! | #DIV/0! | #DIV/0! | #DIV/0! | #DIV/0! | #DIV/0! | #DIV/0! | #DIV/0! | #DIV/0! | #DIV/0! | #DIV/0! | #DIV/0! | #DIV/0! | #DIV/0! | #DIV/0! | #DIV/0! | #DIV/0! | #DIV/0! | #DIV/0! | #DIV/0! | #DIV/0! | #DIV/0! | #DIV/0! | #DIV/0! | #DIV/0! | #DIV/0! | #DIV/0! | #DIV/0! | #DIV/0! | #DIV/0!
0 | 0 | 0 | 0 | 0 | 0 | #DIV/0! | #DIV/0! | #DIV/0! | #DIV/0! | #DIV/0! | #DIV/0! | #DIV/0! | #DIV/0! | #DIV/0! | #DIV/0! | #DIV/0! | #DIV/0! | #DIV/0! | #DIV/0! | #DIV/0! | #DIV/0! | #DIV/0! | #DIV/0! | #DIV/0! | #DIV/0! | #DIV/0! | #DIV/0! | #DIV/0! | #DIV/0! | #DIV/0! | #DIV/0! | #DIV/0! | #N/A | #N/A | #DIV/0! | #VALUE! | #N/A | #N/A | #N/A | #N/A | #N/A | #N/A | #VALUE! | #DIV/0! | #DIV/0! | #DIV/0! | #DIV/0! | #DIV/0! | #DIV/0! | #DIV/0! | #DIV/0! | #DIV/0! | #DIV/0! | #DIV/0! | #DIV/0! | #DIV/0! | #DIV/0! | #DIV/0! | #DIV/0! | #DIV/0! | #DIV/0! | #DIV/0! | #DIV/0! | #DIV/0! | #DIV/0! | #DIV/0! | #DIV/0! | #DIV/0! | #DIV/0! | #DIV/0! | #DIV/0! | #DIV/0! | #DIV/0! | #DIV/0! | #DIV/0! | #DIV/0! | #DIV/0! | #DIV/0! | #DIV/0! | #DIV/0! | #DIV/0! | #DIV/0! | #DIV/0! | #DIV/0! | #DIV/0! | #DIV/0! | #DIV/0! | #DIV/0! | #DIV/0! | #DIV/0! | #DIV/0! | #DIV/0! | #DIV/0! | #DIV/0! | #DIV/0! | #DIV/0! | #DIV/0! | #DIV/0! | #DIV/0! | #DIV/0! | #DIV/0! | #DIV/0! | #DIV/0!
0 | 0 | 0 | 0 | 0 | 0 | #DIV/0! | #DIV/0! | #DIV/0! | #DIV/0! | #DIV/0! | #DIV/0! | #DIV/0! | #DIV/0! | #DIV/0! | #DIV/0! | #DIV/0! | #DIV/0! | #DIV/0! | #DIV/0! | #DIV/0! | #DIV/0! | #DIV/0! | #DIV/0! | #DIV/0! | #DIV/0! | #DIV/0! | #DIV/0! | #DIV/0! | #DIV/0! | #DIV/0! | #DIV/0! | #DIV/0! | #N/A | #N/A | #DIV/0! | #VALUE! | #N/A | #N/A | #N/A | #N/A | #N/A | #N/A | #VALUE! | #DIV/0! | #DIV/0! | #DIV/0! | #DIV/0! | #DIV/0! | #DIV/0! | #DIV/0! | #DIV/0! | #DIV/0! | #DIV/0! | #DIV/0! | #DIV/0! | #DIV/0! | #DIV/0! | #DIV/0! | #DIV/0! | #DIV/0! | #DIV/0! | #DIV/0! | #DIV/0! | #DIV/0! | #DIV/0! | #DIV/0! | #DIV/0! | #DIV/0! | #DIV/0! | #DIV/0! | #DIV/0! | #DIV/0! | #DIV/0! | #DIV/0! | #DIV/0! | #DIV/0! | #DIV/0! | #DIV/0! | #DIV/0! | #DIV/0! | #DIV/0! | #DIV/0! | #DIV/0! | #DIV/0! | #DIV/0! | #DIV/0! | #DIV/0! | #DIV/0! | #DIV/0! | #DIV/0! | #DIV/0! | #DIV/0! | #DIV/0! | #DIV/0! | #DIV/0! | #DIV/0! | #DIV/0! | #DIV/0! | #DIV/0! | #DIV/0! | #DIV/0! | #DIV/0! | #DIV/0!
0 | 0 | 0 | 0 | 0 | 0 | #DIV/0! | #DIV/0! | #DIV/0! | #DIV/0! | #DIV/0! | #DIV/0! | #DIV/0! | #DIV/0! | #DIV/0! | #DIV/0! | #DIV/0! | #DIV/0! | #DIV/0! | #DIV/0! | #DIV/0! | #DIV/0! | #DIV/0! | #DIV/0! | #DIV/0! | #DIV/0! | #DIV/0! | #DIV/0! | #DIV/0! | #DIV/0! | #DIV/0! | #DIV/0! | #DIV/0! | #N/A | #N/A | #DIV/0! | #VALUE! | #N/A | #N/A | #N/A | #N/A | #N/A | #N/A | #VALUE! | #DIV/0! | #DIV/0! | #DIV/0! | #DIV/0! | #DIV/0! | #DIV/0! | #DIV/0! | #DIV/0! | #DIV/0! | #DIV/0! | #DIV/0! | #DIV/0! | #DIV/0! | #DIV/0! | #DIV/0! | #DIV/0! | #DIV/0! | #DIV/0! | #DIV/0! | #DIV/0! | #DIV/0! | #DIV/0! | #DIV/0! | #DIV/0! | #DIV/0! | #DIV/0! | #DIV/0! | #DIV/0! | #DIV/0! | #DIV/0! | #DIV/0! | #DIV/0! | #DIV/0! | #DIV/0! | #DIV/0! | #DIV/0! | #DIV/0! | #DIV/0! | #DIV/0! | #DIV/0! | #DIV/0! | #DIV/0! | #DIV/0! | #DIV/0! | #DIV/0! | #DIV/0! | #DIV/0! | #DIV/0! | #DIV/0! | #DIV/0! | #DIV/0! | #DIV/0! | #DIV/0! | #DIV/0! | #DIV/0! | #DIV/0! | #DIV/0! | #DIV/0! | #DIV/0! | #DIV/0!
0 | 0 | 0 | 0 | 0 | 0 | #DIV/0! | #DIV/0! | #DIV/0! | #DIV/0! | #DIV/0! | #DIV/0! | #DIV/0! | #DIV/0! | #DIV/0! | #DIV/0! | #DIV/0! | #DIV/0! | #DIV/0! | #DIV/0! | #DIV/0! | #DIV/0! | #DIV/0! | #DIV/0! | #DIV/0! | #DIV/0! | #DIV/0! | #DIV/0! | #DIV/0! | #DIV/0! | #DIV/0! | #DIV/0! | #DIV/0! | #N/A | #N/A | #DIV/0! | #VALUE! | #N/A | #N/A | #N/A | #N/A | #N/A | #N/A | #VALUE! | #DIV/0! | #DIV/0! | #DIV/0! | #DIV/0! | #DIV/0! | #DIV/0! | #DIV/0! | #DIV/0! | #DIV/0! | #DIV/0! | #DIV/0! | #DIV/0! | #DIV/0! | #DIV/0! | #DIV/0! | #DIV/0! | #DIV/0! | #DIV/0! | #DIV/0! | #DIV/0! | #DIV/0! | #DIV/0! | #DIV/0! | #DIV/0! | #DIV/0! | #DIV/0! | #DIV/0! | #DIV/0! | #DIV/0! | #DIV/0! | #DIV/0! | #DIV/0! | #DIV/0! | #DIV/0! | #DIV/0! | #DIV/0! | #DIV/0! | #DIV/0! | #DIV/0! | #DIV/0! | #DIV/0! | #DIV/0! | #DIV/0! | #DIV/0! | #DIV/0! | #DIV/0! | #DIV/0! | #DIV/0! | #DIV/0! | #DIV/0! | #DIV/0! | #DIV/0! | #DIV/0! | #DIV/0! | #DIV/0! | #DIV/0! | #DIV/0! | #DIV/0! | #DIV/0! | #DIV/0!
0 | 0 | 0 | 0 | 0 | 0 | #DIV/0! | #DIV/0! | #DIV/0! | #DIV/0! | #DIV/0! | #DIV/0! | #DIV/0! | #DIV/0! | #DIV/0! | #DIV/0! | #DIV/0! | #DIV/0! | #DIV/0! | #DIV/0! | #DIV/0! | #DIV/0! | #DIV/0! | #DIV/0! | #DIV/0! | #DIV/0! | #DIV/0! | #DIV/0! | #DIV/0! | #DIV/0! | #DIV/0! | #DIV/0! | #DIV/0! | #N/A | #N/A | #DIV/0! | #VALUE! | #N/A | #N/A | #N/A | #N/A | #N/A | #N/A | #VALUE! | #DIV/0! | #DIV/0! | #DIV/0! | #DIV/0! | #DIV/0! | #DIV/0! | #DIV/0! | #DIV/0! | #DIV/0! | #DIV/0! | #DIV/0! | #DIV/0! | #DIV/0! | #DIV/0! | #DIV/0! | #DIV/0! | #DIV/0! | #DIV/0! | #DIV/0! | #DIV/0! | #DIV/0! | #DIV/0! | #DIV/0! | #DIV/0! | #DIV/0! | #DIV/0! | #DIV/0! | #DIV/0! | #DIV/0! | #DIV/0! | #DIV/0! | #DIV/0! | #DIV/0! | #DIV/0! | #DIV/0! | #DIV/0! | #DIV/0! | #DIV/0! | #DIV/0! | #DIV/0! | #DIV/0! | #DIV/0! | #DIV/0! | #DIV/0! | #DIV/0! | #DIV/0! | #DIV/0! | #DIV/0! | #DIV/0! | #DIV/0! | #DIV/0! | #DIV/0! | #DIV/0! | #DIV/0! | #DIV/0! | #DIV/0! | #DIV/0! | #DIV/0! | #DIV/0! | #DIV/0!
0 | 0 | 0 | 0 | 0 | 0 | #DIV/0! | #DIV/0! | #DIV/0! | #DIV/0! | #DIV/0! | #DIV/0! | #DIV/0! | #DIV/0! | #DIV/0! | #DIV/0! | #DIV/0! | #DIV/0! | #DIV/0! | #DIV/0! | #DIV/0! | #DIV/0! | #DIV/0! | #DIV/0! | #DIV/0! | #DIV/0! | #DIV/0! | #DIV/0! | #DIV/0! | #DIV/0! | #DIV/0! | #DIV/0! | #DIV/0! | #N/A | #N/A | #DIV/0! | #VALUE! | #N/A | #N/A | #N/A | #N/A | #N/A | #N/A | #VALUE! | #DIV/0! | #DIV/0! | #DIV/0! | #DIV/0! | #DIV/0! | #DIV/0! | #DIV/0! | #DIV/0! | #DIV/0! | #DIV/0! | #DIV/0! | #DIV/0! | #DIV/0! | #DIV/0! | #DIV/0! | #DIV/0! | #DIV/0! | #DIV/0! | #DIV/0! | #DIV/0! | #DIV/0! | #DIV/0! | #DIV/0! | #DIV/0! | #DIV/0! | #DIV/0! | #DIV/0! | #DIV/0! | #DIV/0! | #DIV/0! | #DIV/0! | #DIV/0! | #DIV/0! | #DIV/0! | #DIV/0! | #DIV/0! | #DIV/0! | #DIV/0! | #DIV/0! | #DIV/0! | #DIV/0! | #DIV/0! | #DIV/0! | #DIV/0! | #DIV/0! | #DIV/0! | #DIV/0! | #DIV/0! | #DIV/0! | #DIV/0! | #DIV/0! | #DIV/0! | #DIV/0! | #DIV/0! | #DIV/0! | #DIV/0! | #DIV/0! | #DIV/0! | #DIV/0! | #DIV/0!
0 | 0 | 0 | 0 | 0 | 0 | #DIV/0! | #DIV/0! | #DIV/0! | #DIV/0! | #DIV/0! | #DIV/0! | #DIV/0! | #DIV/0! | #DIV/0! | #DIV/0! | #DIV/0! | #DIV/0! | #DIV/0! | #DIV/0! | #DIV/0! | #DIV/0! | #DIV/0! | #DIV/0! | #DIV/0! | #DIV/0! | #DIV/0! | #DIV/0! | #DIV/0! | #DIV/0! | #DIV/0! | #DIV/0! | #DIV/0! | #N/A | #N/A | #DIV/0! | #VALUE! | #N/A | #N/A | #N/A | #N/A | #N/A | #N/A | #VALUE! | #DIV/0! | #DIV/0! | #DIV/0! | #DIV/0! | #DIV/0! | #DIV/0! | #DIV/0! | #DIV/0! | #DIV/0! | #DIV/0! | #DIV/0! | #DIV/0! | #DIV/0! | #DIV/0! | #DIV/0! | #DIV/0! | #DIV/0! | #DIV/0! | #DIV/0! | #DIV/0! | #DIV/0! | #DIV/0! | #DIV/0! | #DIV/0! | #DIV/0! | #DIV/0! | #DIV/0! | #DIV/0! | #DIV/0! | #DIV/0! | #DIV/0! | #DIV/0! | #DIV/0! | #DIV/0! | #DIV/0! | #DIV/0! | #DIV/0! | #DIV/0! | #DIV/0! | #DIV/0! | #DIV/0! | #DIV/0! | #DIV/0! | #DIV/0! | #DIV/0! | #DIV/0! | #DIV/0! | #DIV/0! | #DIV/0! | #DIV/0! | #DIV/0! | #DIV/0! | #DIV/0! | #DIV/0! | #DIV/0! | #DIV/0! | #DIV/0! | #DIV/0! | #DIV/0! | #DIV/0!
0 | 0 | 0 | 0 | 0 | 0 | #DIV/0! | #DIV/0! | #DIV/0! | #DIV/0! | #DIV/0! | #DIV/0! | #DIV/0! | #DIV/0! | #DIV/0! | #DIV/0! | #DIV/0! | #DIV/0! | #DIV/0! | #DIV/0! | #DIV/0! | #DIV/0! | #DIV/0! | #DIV/0! | #DIV/0! | #DIV/0! | #DIV/0! | #DIV/0! | #DIV/0! | #DIV/0! | #DIV/0! | #DIV/0! | #DIV/0! | #N/A | #N/A | #DIV/0! | #VALUE! | #N/A | #N/A | #N/A | #N/A | #N/A | #N/A | #VALUE! | #DIV/0! | #DIV/0! | #DIV/0! | #DIV/0! | #DIV/0! | #DIV/0! | #DIV/0! | #DIV/0! | #DIV/0! | #DIV/0! | #DIV/0! | #DIV/0! | #DIV/0! | #DIV/0! | #DIV/0! | #DIV/0! | #DIV/0! | #DIV/0! | #DIV/0! | #DIV/0! | #DIV/0! | #DIV/0! | #DIV/0! | #DIV/0! | #DIV/0! | #DIV/0! | #DIV/0! | #DIV/0! | #DIV/0! | #DIV/0! | #DIV/0! | #DIV/0! | #DIV/0! | #DIV/0! | #DIV/0! | #DIV/0! | #DIV/0! | #DIV/0! | #DIV/0! | #DIV/0! | #DIV/0! | #DIV/0! | #DIV/0! | #DIV/0! | #DIV/0! | #DIV/0! | #DIV/0! | #DIV/0! | #DIV/0! | #DIV/0! | #DIV/0! | #DIV/0! | #DIV/0! | #DIV/0! | #DIV/0! | #DIV/0! | #DIV/0! | #DIV/0! | #DIV/0! | #DIV/0!
0 | 0 | 0 | 0 | 0 | 0 | #DIV/0! | #DIV/0! | #DIV/0! | #DIV/0! | #DIV/0! | #DIV/0! | #DIV/0! | #DIV/0! | #DIV/0! | #DIV/0! | #DIV/0! | #DIV/0! | #DIV/0! | #DIV/0! | #DIV/0! | #DIV/0! | #DIV/0! | #DIV/0! | #DIV/0! | #DIV/0! | #DIV/0! | #DIV/0! | #DIV/0! | #DIV/0! | #DIV/0! | #DIV/0! | #DIV/0! | #N/A | #N/A | #DIV/0! | #VALUE! | #N/A | #N/A | #N/A | #N/A | #N/A | #N/A | #VALUE! | #DIV/0! | #DIV/0! | #DIV/0! | #DIV/0! | #DIV/0! | #DIV/0! | #DIV/0! | #DIV/0! | #DIV/0! | #DIV/0! | #DIV/0! | #DIV/0! | #DIV/0! | #DIV/0! | #DIV/0! | #DIV/0! | #DIV/0! | #DIV/0! | #DIV/0! | #DIV/0! | #DIV/0! | #DIV/0! | #DIV/0! | #DIV/0! | #DIV/0! | #DIV/0! | #DIV/0! | #DIV/0! | #DIV/0! | #DIV/0! | #DIV/0! | #DIV/0! | #DIV/0! | #DIV/0! | #DIV/0! | #DIV/0! | #DIV/0! | #DIV/0! | #DIV/0! | #DIV/0! | #DIV/0! | #DIV/0! | #DIV/0! | #DIV/0! | #DIV/0! | #DIV/0! | #DIV/0! | #DIV/0! | #DIV/0! | #DIV/0! | #DIV/0! | #DIV/0! | #DIV/0! | #DIV/0! | #DIV/0! | #DIV/0! | #DIV/0! | #DIV/0! | #DIV/0! | #DIV/0!
0 | 0 | 0 | 0 | 0 | 0 | #DIV/0! | #DIV/0! | #DIV/0! | #DIV/0! | #DIV/0! | #DIV/0! | #DIV/0! | #DIV/0! | #DIV/0! | #DIV/0! | #DIV/0! | #DIV/0! | #DIV/0! | #DIV/0! | #DIV/0! | #DIV/0! | #DIV/0! | #DIV/0! | #DIV/0! | #DIV/0! | #DIV/0! | #DIV/0! | #DIV/0! | #DIV/0! | #DIV/0! | #DIV/0! | #DIV/0! | #N/A | #N/A | #DIV/0! | #VALUE! | #N/A | #N/A | #N/A | #N/A | #N/A | #N/A | #VALUE! | #DIV/0! | #DIV/0! | #DIV/0! | #DIV/0! | #DIV/0! | #DIV/0! | #DIV/0! | #DIV/0! | #DIV/0! | #DIV/0! | #DIV/0! | #DIV/0! | #DIV/0! | #DIV/0! | #DIV/0! | #DIV/0! | #DIV/0! | #DIV/0! | #DIV/0! | #DIV/0! | #DIV/0! | #DIV/0! | #DIV/0! | #DIV/0! | #DIV/0! | #DIV/0! | #DIV/0! | #DIV/0! | #DIV/0! | #DIV/0! | #DIV/0! | #DIV/0! | #DIV/0! | #DIV/0! | #DIV/0! | #DIV/0! | #DIV/0! | #DIV/0! | #DIV/0! | #DIV/0! | #DIV/0! | #DIV/0! | #DIV/0! | #DIV/0! | #DIV/0! | #DIV/0! | #DIV/0! | #DIV/0! | #DIV/0! | #DIV/0! | #DIV/0! | #DIV/0! | #DIV/0! | #DIV/0! | #DIV/0! | #DIV/0! | #DIV/0! | #DIV/0! | #DIV/0! | #DIV/0!
0 | 0 | 0 | 0 | 0 | 0 | #DIV/0! | #DIV/0! | #DIV/0! | #DIV/0! | #DIV/0! | #DIV/0! | #DIV/0! | #DIV/0! | #DIV/0! | #DIV/0! | #DIV/0! | #DIV/0! | #DIV/0! | #DIV/0! | #DIV/0! | #DIV/0! | #DIV/0! | #DIV/0! | #DIV/0! | #DIV/0! | #DIV/0! | #DIV/0! | #DIV/0! | #DIV/0! | #DIV/0! | #DIV/0! | #DIV/0! | #N/A | #N/A | #DIV/0! | #VALUE! | #N/A | #N/A | #N/A | #N/A | #N/A | #N/A | #VALUE! | #DIV/0! | #DIV/0! | #DIV/0! | #DIV/0! | #DIV/0! | #DIV/0! | #DIV/0! | #DIV/0! | #DIV/0! | #DIV/0! | #DIV/0! | #DIV/0! | #DIV/0! | #DIV/0! | #DIV/0! | #DIV/0! | #DIV/0! | #DIV/0! | #DIV/0! | #DIV/0! | #DIV/0! | #DIV/0! | #DIV/0! | #DIV/0! | #DIV/0! | #DIV/0! | #DIV/0! | #DIV/0! | #DIV/0! | #DIV/0! | #DIV/0! | #DIV/0! | #DIV/0! | #DIV/0! | #DIV/0! | #DIV/0! | #DIV/0! | #DIV/0! | #DIV/0! | #DIV/0! | #DIV/0! | #DIV/0! | #DIV/0! | #DIV/0! | #DIV/0! | #DIV/0! | #DIV/0! | #DIV/0! | #DIV/0! | #DIV/0! | #DIV/0! | #DIV/0! | #DIV/0! | #DIV/0! | #DIV/0! | #DIV/0! | #DIV/0! | #DIV/0! | #DIV/0! | #DIV/0!
0 | 0 | 0 | 0 | 0 | 0 | #DIV/0! | #DIV/0! | #DIV/0! | #DIV/0! | #DIV/0! | #DIV/0! | #DIV/0! | #DIV/0! | #DIV/0! | #DIV/0! | #DIV/0! | #DIV/0! | #DIV/0! | #DIV/0! | #DIV/0! | #DIV/0! | #DIV/0! | #DIV/0! | #DIV/0! | #DIV/0! | #DIV/0! | #DIV/0! | #DIV/0! | #DIV/0! | #DIV/0! | #DIV/0! | #DIV/0! | #N/A | #N/A | #DIV/0! | #VALUE! | #N/A | #N/A | #N/A | #N/A | #N/A | #N/A | #VALUE! | #DIV/0! | #DIV/0! | #DIV/0! | #DIV/0! | #DIV/0! | #DIV/0! | #DIV/0! | #DIV/0! | #DIV/0! | #DIV/0! | #DIV/0! | #DIV/0! | #DIV/0! | #DIV/0! | #DIV/0! | #DIV/0! | #DIV/0! | #DIV/0! | #DIV/0! | #DIV/0! | #DIV/0! | #DIV/0! | #DIV/0! | #DIV/0! | #DIV/0! | #DIV/0! | #DIV/0! | #DIV/0! | #DIV/0! | #DIV/0! | #DIV/0! | #DIV/0! | #DIV/0! | #DIV/0! | #DIV/0! | #DIV/0! | #DIV/0! | #DIV/0! | #DIV/0! | #DIV/0! | #DIV/0! | #DIV/0! | #DIV/0! | #DIV/0! | #DIV/0! | #DIV/0! | #DIV/0! | #DIV/0! | #DIV/0! | #DIV/0! | #DIV/0! | #DIV/0! | #DIV/0! | #DIV/0! | #DIV/0! | #DIV/0! | #DIV/0! | #DIV/0! | #DIV/0! | #DIV/0!
0 | 0 | 0 | 0 | 0 | 0 | #DIV/0! | #DIV/0! | #DIV/0! | #DIV/0! | #DIV/0! | #DIV/0! | #DIV/0! | #DIV/0! | #DIV/0! | #DIV/0! | #DIV/0! | #DIV/0! | #DIV/0! | #DIV/0! | #DIV/0! | #DIV/0! | #DIV/0! | #DIV/0! | #DIV/0! | #DIV/0! | #DIV/0! | #DIV/0! | #DIV/0! | #DIV/0! | #DIV/0! | #DIV/0! | #DIV/0! | #N/A | #N/A | #DIV/0! | #VALUE! | #N/A | #N/A | #N/A | #N/A | #N/A | #N/A | #VALUE! | #DIV/0! | #DIV/0! | #DIV/0! | #DIV/0! | #DIV/0! | #DIV/0! | #DIV/0! | #DIV/0! | #DIV/0! | #DIV/0! | #DIV/0! | #DIV/0! | #DIV/0! | #DIV/0! | #DIV/0! | #DIV/0! | #DIV/0! | #DIV/0! | #DIV/0! | #DIV/0! | #DIV/0! | #DIV/0! | #DIV/0! | #DIV/0! | #DIV/0! | #DIV/0! | #DIV/0! | #DIV/0! | #DIV/0! | #DIV/0! | #DIV/0! | #DIV/0! | #DIV/0! | #DIV/0! | #DIV/0! | #DIV/0! | #DIV/0! | #DIV/0! | #DIV/0! | #DIV/0! | #DIV/0! | #DIV/0! | #DIV/0! | #DIV/0! | #DIV/0! | #DIV/0! | #DIV/0! | #DIV/0! | #DIV/0! | #DIV/0! | #DIV/0! | #DIV/0! | #DIV/0! | #DIV/0! | #DIV/0! | #DIV/0! | #DIV/0! | #DIV/0! | #DIV/0! | #DIV/0!
0 | 0 | 0 | 0 | 0 | 0 | #DIV/0! | #DIV/0! | #DIV/0! | #DIV/0! | #DIV/0! | #DIV/0! | #DIV/0! | #DIV/0! | #DIV/0! | #DIV/0! | #DIV/0! | #DIV/0! | #DIV/0! | #DIV/0! | #DIV/0! | #DIV/0! | #DIV/0! | #DIV/0! | #DIV/0! | #DIV/0! | #DIV/0! | #DIV/0! | #DIV/0! | #DIV/0! | #DIV/0! | #DIV/0! | #DIV/0! | #N/A | #N/A | #DIV/0! | #VALUE! | #N/A | #N/A | #N/A | #N/A | #N/A | #N/A | #VALUE! | #DIV/0! | #DIV/0! | #DIV/0! | #DIV/0! | #DIV/0! | #DIV/0! | #DIV/0! | #DIV/0! | #DIV/0! | #DIV/0! | #DIV/0! | #DIV/0! | #DIV/0! | #DIV/0! | #DIV/0! | #DIV/0! | #DIV/0! | #DIV/0! | #DIV/0! | #DIV/0! | #DIV/0! | #DIV/0! | #DIV/0! | #DIV/0! | #DIV/0! | #DIV/0! | #DIV/0! | #DIV/0! | #DIV/0! | #DIV/0! | #DIV/0! | #DIV/0! | #DIV/0! | #DIV/0! | #DIV/0! | #DIV/0! | #DIV/0! | #DIV/0! | #DIV/0! | #DIV/0! | #DIV/0! | #DIV/0! | #DIV/0! | #DIV/0! | #DIV/0! | #DIV/0! | #DIV/0! | #DIV/0! | #DIV/0! | #DIV/0! | #DIV/0! | #DIV/0! | #DIV/0! | #DIV/0! | #DIV/0! | #DIV/0! | #DIV/0! | #DIV/0! | #DIV/0! | #DIV/0!
0 | 0 | 0 | 0 | 0 | 0 | #DIV/0! | #DIV/0! | #DIV/0! | #DIV/0! | #DIV/0! | #DIV/0! | #DIV/0! | #DIV/0! | #DIV/0! | #DIV/0! | #DIV/0! | #DIV/0! | #DIV/0! | #DIV/0! | #DIV/0! | #DIV/0! | #DIV/0! | #DIV/0! | #DIV/0! | #DIV/0! | #DIV/0! | #DIV/0! | #DIV/0! | #DIV/0! | #DIV/0! | #DIV/0! | #DIV/0! | #N/A | #N/A | #DIV/0! | #VALUE! | #N/A | #N/A | #N/A | #N/A | #N/A | #N/A | #VALUE! | #DIV/0! | #DIV/0! | #DIV/0! | #DIV/0! | #DIV/0! | #DIV/0! | #DIV/0! | #DIV/0! | #DIV/0! | #DIV/0! | #DIV/0! | #DIV/0! | #DIV/0! | #DIV/0! | #DIV/0! | #DIV/0! | #DIV/0! | #DIV/0! | #DIV/0! | #DIV/0! | #DIV/0! | #DIV/0! | #DIV/0! | #DIV/0! | #DIV/0! | #DIV/0! | #DIV/0! | #DIV/0! | #DIV/0! | #DIV/0! | #DIV/0! | #DIV/0! | #DIV/0! | #DIV/0! | #DIV/0! | #DIV/0! | #DIV/0! | #DIV/0! | #DIV/0! | #DIV/0! | #DIV/0! | #DIV/0! | #DIV/0! | #DIV/0! | #DIV/0! | #DIV/0! | #DIV/0! | #DIV/0! | #DIV/0! | #DIV/0! | #DIV/0! | #DIV/0! | #DIV/0! | #DIV/0! | #DIV/0! | #DIV/0! | #DIV/0! | #DIV/0! | #DIV/0! | #DIV/0!
0 | 0 | 0 | 0 | 0 | 0 | #DIV/0! | #DIV/0! | #DIV/0! | #DIV/0! | #DIV/0! | #DIV/0! | #DIV/0! | #DIV/0! | #DIV/0! | #DIV/0! | #DIV/0! | #DIV/0! | #DIV/0! | #DIV/0! | #DIV/0! | #DIV/0! | #DIV/0! | #DIV/0! | #DIV/0! | #DIV/0! | #DIV/0! | #DIV/0! | #DIV/0! | #DIV/0! | #DIV/0! | #DIV/0! | #DIV/0! | #N/A | #N/A | #DIV/0! | #VALUE! | #N/A | #N/A | #N/A | #N/A | #N/A | #N/A | #VALUE! | #DIV/0! | #DIV/0! | #DIV/0! | #DIV/0! | #DIV/0! | #DIV/0! | #DIV/0! | #DIV/0! | #DIV/0! | #DIV/0! | #DIV/0! | #DIV/0! | #DIV/0! | #DIV/0! | #DIV/0! | #DIV/0! | #DIV/0! | #DIV/0! | #DIV/0! | #DIV/0! | #DIV/0! | #DIV/0! | #DIV/0! | #DIV/0! | #DIV/0! | #DIV/0! | #DIV/0! | #DIV/0! | #DIV/0! | #DIV/0! | #DIV/0! | #DIV/0! | #DIV/0! | #DIV/0! | #DIV/0! | #DIV/0! | #DIV/0! | #DIV/0! | #DIV/0! | #DIV/0! | #DIV/0! | #DIV/0! | #DIV/0! | #DIV/0! | #DIV/0! | #DIV/0! | #DIV/0! | #DIV/0! | #DIV/0! | #DIV/0! | #DIV/0! | #DIV/0! | #DIV/0! | #DIV/0! | #DIV/0! | #DIV/0! | #DIV/0! | #DIV/0! | #DIV/0! | #DIV/0!
0 | 0 | 0 | 0 | 0 | 0 | #DIV/0! | #DIV/0! | #DIV/0! | #DIV/0! | #DIV/0! | #DIV/0! | #DIV/0! | #DIV/0! | #DIV/0! | #DIV/0! | #DIV/0! | #DIV/0! | #DIV/0! | #DIV/0! | #DIV/0! | #DIV/0! | #DIV/0! | #DIV/0! | #DIV/0! | #DIV/0! | #DIV/0! | #DIV/0! | #DIV/0! | #DIV/0! | #DIV/0! | #DIV/0! | #DIV/0! | #N/A | #N/A | #DIV/0! | #VALUE! | #N/A | #N/A | #N/A | #N/A | #N/A | #N/A | #VALUE! | #DIV/0! | #DIV/0! | #DIV/0! | #DIV/0! | #DIV/0! | #DIV/0! | #DIV/0! | #DIV/0! | #DIV/0! | #DIV/0! | #DIV/0! | #DIV/0! | #DIV/0! | #DIV/0! | #DIV/0! | #DIV/0! | #DIV/0! | #DIV/0! | #DIV/0! | #DIV/0! | #DIV/0! | #DIV/0! | #DIV/0! | #DIV/0! | #DIV/0! | #DIV/0! | #DIV/0! | #DIV/0! | #DIV/0! | #DIV/0! | #DIV/0! | #DIV/0! | #DIV/0! | #DIV/0! | #DIV/0! | #DIV/0! | #DIV/0! | #DIV/0! | #DIV/0! | #DIV/0! | #DIV/0! | #DIV/0! | #DIV/0! | #DIV/0! | #DIV/0! | #DIV/0! | #DIV/0! | #DIV/0! | #DIV/0! | #DIV/0! | #DIV/0! | #DIV/0! | #DIV/0! | #DIV/0! | #DIV/0! | #DIV/0! | #DIV/0! | #DIV/0! | #DIV/0! | #DIV/0!
0 | 0 | 0 | 0 | 0 | 0 | #DIV/0! | #DIV/0! | #DIV/0! | #DIV/0! | #DIV/0! | #DIV/0! | #DIV/0! | #DIV/0! | #DIV/0! | #DIV/0! | #DIV/0! | #DIV/0! | #DIV/0! | #DIV/0! | #DIV/0! | #DIV/0! | #DIV/0! | #DIV/0! | #DIV/0! | #DIV/0! | #DIV/0! | #DIV/0! | #DIV/0! | #DIV/0! | #DIV/0! | #DIV/0! | #DIV/0! | #N/A | #N/A | #DIV/0! | #VALUE! | #N/A | #N/A | #N/A | #N/A | #N/A | #N/A | #VALUE! | #DIV/0! | #DIV/0! | #DIV/0! | #DIV/0! | #DIV/0! | #DIV/0! | #DIV/0! | #DIV/0! | #DIV/0! | #DIV/0! | #DIV/0! | #DIV/0! | #DIV/0! | #DIV/0! | #DIV/0! | #DIV/0! | #DIV/0! | #DIV/0! | #DIV/0! | #DIV/0! | #DIV/0! | #DIV/0! | #DIV/0! | #DIV/0! | #DIV/0! | #DIV/0! | #DIV/0! | #DIV/0! | #DIV/0! | #DIV/0! | #DIV/0! | #DIV/0! | #DIV/0! | #DIV/0! | #DIV/0! | #DIV/0! | #DIV/0! | #DIV/0! | #DIV/0! | #DIV/0! | #DIV/0! | #DIV/0! | #DIV/0! | #DIV/0! | #DIV/0! | #DIV/0! | #DIV/0! | #DIV/0! | #DIV/0! | #DIV/0! | #DIV/0! | #DIV/0! | #DIV/0! | #DIV/0! | #DIV/0! | #DIV/0! | #DIV/0! | #DIV/0! | #DIV/0! | #DIV/0!
0 | 0 | 0 | 0 | 0 | 0 | #DIV/0! | #DIV/0! | #DIV/0! | #DIV/0! | #DIV/0! | #DIV/0! | #DIV/0! | #DIV/0! | #DIV/0! | #DIV/0! | #DIV/0! | #DIV/0! | #DIV/0! | #DIV/0! | #DIV/0! | #DIV/0! | #DIV/0! | #DIV/0! | #DIV/0! | #DIV/0! | #DIV/0! | #DIV/0! | #DIV/0! | #DIV/0! | #DIV/0! | #DIV/0! | #DIV/0! | #N/A | #N/A | #DIV/0! | #VALUE! | #N/A | #N/A | #N/A | #N/A | #N/A | #N/A | #VALUE! | #DIV/0! | #DIV/0! | #DIV/0! | #DIV/0! | #DIV/0! | #DIV/0! | #DIV/0! | #DIV/0! | #DIV/0! | #DIV/0! | #DIV/0! | #DIV/0! | #DIV/0! | #DIV/0! | #DIV/0! | #DIV/0! | #DIV/0! | #DIV/0! | #DIV/0! | #DIV/0! | #DIV/0! | #DIV/0! | #DIV/0! | #DIV/0! | #DIV/0! | #DIV/0! | #DIV/0! | #DIV/0! | #DIV/0! | #DIV/0! | #DIV/0! | #DIV/0! | #DIV/0! | #DIV/0! | #DIV/0! | #DIV/0! | #DIV/0! | #DIV/0! | #DIV/0! | #DIV/0! | #DIV/0! | #DIV/0! | #DIV/0! | #DIV/0! | #DIV/0! | #DIV/0! | #DIV/0! | #DIV/0! | #DIV/0! | #DIV/0! | #DIV/0! | #DIV/0! | #DIV/0! | #DIV/0! | #DIV/0! | #DIV/0! | #DIV/0! | #DIV/0! | #DIV/0! | #DIV/0!
0 | 0 | 0 | 0 | 0 | 0 | #DIV/0! | #DIV/0! | #DIV/0! | #DIV/0! | #DIV/0! | #DIV/0! | #DIV/0! | #DIV/0! | #DIV/0! | #DIV/0! | #DIV/0! | #DIV/0! | #DIV/0! | #DIV/0! | #DIV/0! | #DIV/0! | #DIV/0! | #DIV/0! | #DIV/0! | #DIV/0! | #DIV/0! | #DIV/0! | #DIV/0! | #DIV/0! | #DIV/0! | #DIV/0! | #DIV/0! | #N/A | #N/A | #DIV/0! | #VALUE! | #N/A | #N/A | #N/A | #N/A | #N/A | #N/A | #VALUE! | #DIV/0! | #DIV/0! | #DIV/0! | #DIV/0! | #DIV/0! | #DIV/0! | #DIV/0! | #DIV/0! | #DIV/0! | #DIV/0! | #DIV/0! | #DIV/0! | #DIV/0! | #DIV/0! | #DIV/0! | #DIV/0! | #DIV/0! | #DIV/0! | #DIV/0! | #DIV/0! | #DIV/0! | #DIV/0! | #DIV/0! | #DIV/0! | #DIV/0! | #DIV/0! | #DIV/0! | #DIV/0! | #DIV/0! | #DIV/0! | #DIV/0! | #DIV/0! | #DIV/0! | #DIV/0! | #DIV/0! | #DIV/0! | #DIV/0! | #DIV/0! | #DIV/0! | #DIV/0! | #DIV/0! | #DIV/0! | #DIV/0! | #DIV/0! | #DIV/0! | #DIV/0! | #DIV/0! | #DIV/0! | #DIV/0! | #DIV/0! | #DIV/0! | #DIV/0! | #DIV/0! | #DIV/0! | #DIV/0! | #DIV/0! | #DIV/0! | #DIV/0! | #DIV/0! | #DIV/0!
0 | 0 | 0 | 0 | 0 | 0 | #DIV/0! | #DIV/0! | #DIV/0! | #DIV/0! | #DIV/0! | #DIV/0! | #DIV/0! | #DIV/0! | #DIV/0! | #DIV/0! | #DIV/0! | #DIV/0! | #DIV/0! | #DIV/0! | #DIV/0! | #DIV/0! | #DIV/0! | #DIV/0! | #DIV/0! | #DIV/0! | #DIV/0! | #DIV/0! | #DIV/0! | #DIV/0! | #DIV/0! | #DIV/0! | #DIV/0! | #N/A | #N/A | #DIV/0! | #VALUE! | #N/A | #N/A | #N/A | #N/A | #N/A | #N/A | #VALUE! | #DIV/0! | #DIV/0! | #DIV/0! | #DIV/0! | #DIV/0! | #DIV/0! | #DIV/0! | #DIV/0! | #DIV/0! | #DIV/0! | #DIV/0! | #DIV/0! | #DIV/0! | #DIV/0! | #DIV/0! | #DIV/0! | #DIV/0! | #DIV/0! | #DIV/0! | #DIV/0! | #DIV/0! | #DIV/0! | #DIV/0! | #DIV/0! | #DIV/0! | #DIV/0! | #DIV/0! | #DIV/0! | #DIV/0! | #DIV/0! | #DIV/0! | #DIV/0! | #DIV/0! | #DIV/0! | #DIV/0! | #DIV/0! | #DIV/0! | #DIV/0! | #DIV/0! | #DIV/0! | #DIV/0! | #DIV/0! | #DIV/0! | #DIV/0! | #DIV/0! | #DIV/0! | #DIV/0! | #DIV/0! | #DIV/0! | #DIV/0! | #DIV/0! | #DIV/0! | #DIV/0! | #DIV/0! | #DIV/0! | #DIV/0! | #DIV/0! | #DIV/0! | #DIV/0! | #DIV/0!
0 | 0 | 0 | 0 | 0 | 0 | #DIV/0! | #DIV/0! | #DIV/0! | #DIV/0! | #DIV/0! | #DIV/0! | #DIV/0! | #DIV/0! | #DIV/0! | #DIV/0! | #DIV/0! | #DIV/0! | #DIV/0! | #DIV/0! | #DIV/0! | #DIV/0! | #DIV/0! | #DIV/0! | #DIV/0! | #DIV/0! | #DIV/0! | #DIV/0! | #DIV/0! | #DIV/0! | #DIV/0! | #DIV/0! | #DIV/0! | #N/A | #N/A | #DIV/0! | #VALUE! | #N/A | #N/A | #N/A | #N/A | #N/A | #N/A | #VALUE! | #DIV/0! | #DIV/0! | #DIV/0! | #DIV/0! | #DIV/0! | #DIV/0! | #DIV/0! | #DIV/0! | #DIV/0! | #DIV/0! | #DIV/0! | #DIV/0! | #DIV/0! | #DIV/0! | #DIV/0! | #DIV/0! | #DIV/0! | #DIV/0! | #DIV/0! | #DIV/0! | #DIV/0! | #DIV/0! | #DIV/0! | #DIV/0! | #DIV/0! | #DIV/0! | #DIV/0! | #DIV/0! | #DIV/0! | #DIV/0! | #DIV/0! | #DIV/0! | #DIV/0! | #DIV/0! | #DIV/0! | #DIV/0! | #DIV/0! | #DIV/0! | #DIV/0! | #DIV/0! | #DIV/0! | #DIV/0! | #DIV/0! | #DIV/0! | #DIV/0! | #DIV/0! | #DIV/0! | #DIV/0! | #DIV/0! | #DIV/0! | #DIV/0! | #DIV/0! | #DIV/0! | #DIV/0! | #DIV/0! | #DIV/0! | #DIV/0! | #DIV/0! | #DIV/0! | #DIV/0!
0 | 0 | 0 | 0 | 0 | 0 | #DIV/0! | #DIV/0! | #DIV/0! | #DIV/0! | #DIV/0! | #DIV/0! | #DIV/0! | #DIV/0! | #DIV/0! | #DIV/0! | #DIV/0! | #DIV/0! | #DIV/0! | #DIV/0! | #DIV/0! | #DIV/0! | #DIV/0! | #DIV/0! | #DIV/0! | #DIV/0! | #DIV/0! | #DIV/0! | #DIV/0! | #DIV/0! | #DIV/0! | #DIV/0! | #DIV/0! | #N/A | #N/A | #DIV/0! | #VALUE! | #N/A | #N/A | #N/A | #N/A | #N/A | #N/A | #VALUE! | #DIV/0! | #DIV/0! | #DIV/0! | #DIV/0! | #DIV/0! | #DIV/0! | #DIV/0! | #DIV/0! | #DIV/0! | #DIV/0! | #DIV/0! | #DIV/0! | #DIV/0! | #DIV/0! | #DIV/0! | #DIV/0! | #DIV/0! | #DIV/0! | #DIV/0! | #DIV/0! | #DIV/0! | #DIV/0! | #DIV/0! | #DIV/0! | #DIV/0! | #DIV/0! | #DIV/0! | #DIV/0! | #DIV/0! | #DIV/0! | #DIV/0! | #DIV/0! | #DIV/0! | #DIV/0! | #DIV/0! | #DIV/0! | #DIV/0! | #DIV/0! | #DIV/0! | #DIV/0! | #DIV/0! | #DIV/0! | #DIV/0! | #DIV/0! | #DIV/0! | #DIV/0! | #DIV/0! | #DIV/0! | #DIV/0! | #DIV/0! | #DIV/0! | #DIV/0! | #DIV/0! | #DIV/0! | #DIV/0! | #DIV/0! | #DIV/0! | #DIV/0! | #DIV/0! | #DIV/0!
0 | 0 | 0 | 0 | 0 | 0 | #DIV/0! | #DIV/0! | #DIV/0! | #DIV/0! | #DIV/0! | #DIV/0! | #DIV/0! | #DIV/0! | #DIV/0! | #DIV/0! | #DIV/0! | #DIV/0! | #DIV/0! | #DIV/0! | #DIV/0! | #DIV/0! | #DIV/0! | #DIV/0! | #DIV/0! | #DIV/0! | #DIV/0! | #DIV/0! | #DIV/0! | #DIV/0! | #DIV/0! | #DIV/0! | #DIV/0! | #N/A | #N/A | #DIV/0! | #VALUE! | #N/A | #N/A | #N/A | #N/A | #N/A | #N/A | #VALUE! | #DIV/0! | #DIV/0! | #DIV/0! | #DIV/0! | #DIV/0! | #DIV/0! | #DIV/0! | #DIV/0! | #DIV/0! | #DIV/0! | #DIV/0! | #DIV/0! | #DIV/0! | #DIV/0! | #DIV/0! | #DIV/0! | #DIV/0! | #DIV/0! | #DIV/0! | #DIV/0! | #DIV/0! | #DIV/0! | #DIV/0! | #DIV/0! | #DIV/0! | #DIV/0! | #DIV/0! | #DIV/0! | #DIV/0! | #DIV/0! | #DIV/0! | #DIV/0! | #DIV/0! | #DIV/0! | #DIV/0! | #DIV/0! | #DIV/0! | #DIV/0! | #DIV/0! | #DIV/0! | #DIV/0! | #DIV/0! | #DIV/0! | #DIV/0! | #DIV/0! | #DIV/0! | #DIV/0! | #DIV/0! | #DIV/0! | #DIV/0! | #DIV/0! | #DIV/0! | #DIV/0! | #DIV/0! | #DIV/0! | #DIV/0! | #DIV/0! | #DIV/0! | #DIV/0! | #DIV/0!
0 | 0 | 0 | 0 | 0 | 0 | #DIV/0! | #DIV/0! | #DIV/0! | #DIV/0! | #DIV/0! | #DIV/0! | #DIV/0! | #DIV/0! | #DIV/0! | #DIV/0! | #DIV/0! | #DIV/0! | #DIV/0! | #DIV/0! | #DIV/0! | #DIV/0! | #DIV/0! | #DIV/0! | #DIV/0! | #DIV/0! | #DIV/0! | #DIV/0! | #DIV/0! | #DIV/0! | #DIV/0! | #DIV/0! | #DIV/0! | #N/A | #N/A | #DIV/0! | #VALUE! | #N/A | #N/A | #N/A | #N/A | #N/A | #N/A | #VALUE! | #DIV/0! | #DIV/0! | #DIV/0! | #DIV/0! | #DIV/0! | #DIV/0! | #DIV/0! | #DIV/0! | #DIV/0! | #DIV/0! | #DIV/0! | #DIV/0! | #DIV/0! | #DIV/0! | #DIV/0! | #DIV/0! | #DIV/0! | #DIV/0! | #DIV/0! | #DIV/0! | #DIV/0! | #DIV/0! | #DIV/0! | #DIV/0! | #DIV/0! | #DIV/0! | #DIV/0! | #DIV/0! | #DIV/0! | #DIV/0! | #DIV/0! | #DIV/0! | #DIV/0! | #DIV/0! | #DIV/0! | #DIV/0! | #DIV/0! | #DIV/0! | #DIV/0! | #DIV/0! | #DIV/0! | #DIV/0! | #DIV/0! | #DIV/0! | #DIV/0! | #DIV/0! | #DIV/0! | #DIV/0! | #DIV/0! | #DIV/0! | #DIV/0! | #DIV/0! | #DIV/0! | #DIV/0! | #DIV/0! | #DIV/0! | #DIV/0! | #DIV/0! | #DIV/0! | #DIV/0!
0 | 0 | 0 | 0 | 0 | 0 | #DIV/0! | #DIV/0! | #DIV/0! | #DIV/0! | #DIV/0! | #DIV/0! | #DIV/0! | #DIV/0! | #DIV/0! | #DIV/0! | #DIV/0! | #DIV/0! | #DIV/0! | #DIV/0! | #DIV/0! | #DIV/0! | #DIV/0! | #DIV/0! | #DIV/0! | #DIV/0! | #DIV/0! | #DIV/0! | #DIV/0! | #DIV/0! | #DIV/0! | #DIV/0! | #DIV/0! | #N/A | #N/A | #DIV/0! | #VALUE! | #N/A | #N/A | #N/A | #N/A | #N/A | #N/A | #VALUE! | #DIV/0! | #DIV/0! | #DIV/0! | #DIV/0! | #DIV/0! | #DIV/0! | #DIV/0! | #DIV/0! | #DIV/0! | #DIV/0! | #DIV/0! | #DIV/0! | #DIV/0! | #DIV/0! | #DIV/0! | #DIV/0! | #DIV/0! | #DIV/0! | #DIV/0! | #DIV/0! | #DIV/0! | #DIV/0! | #DIV/0! | #DIV/0! | #DIV/0! | #DIV/0! | #DIV/0! | #DIV/0! | #DIV/0! | #DIV/0! | #DIV/0! | #DIV/0! | #DIV/0! | #DIV/0! | #DIV/0! | #DIV/0! | #DIV/0! | #DIV/0! | #DIV/0! | #DIV/0! | #DIV/0! | #DIV/0! | #DIV/0! | #DIV/0! | #DIV/0! | #DIV/0! | #DIV/0! | #DIV/0! | #DIV/0! | #DIV/0! | #DIV/0! | #DIV/0! | #DIV/0! | #DIV/0! | #DIV/0! | #DIV/0! | #DIV/0! | #DIV/0! | #DIV/0! | #DIV/0!
0 | 0 | 0 | 0 | 0 | 0 | #DIV/0! | #DIV/0! | #DIV/0! | #DIV/0! | #DIV/0! | #DIV/0! | #DIV/0! | #DIV/0! | #DIV/0! | #DIV/0! | #DIV/0! | #DIV/0! | #DIV/0! | #DIV/0! | #DIV/0! | #DIV/0! | #DIV/0! | #DIV/0! | #DIV/0! | #DIV/0! | #DIV/0! | #DIV/0! | #DIV/0! | #DIV/0! | #DIV/0! | #DIV/0! | #DIV/0! | #N/A | #N/A | #DIV/0! | #VALUE! | #N/A | #N/A | #N/A | #N/A | #N/A | #N/A | #VALUE! | #DIV/0! | #DIV/0! | #DIV/0! | #DIV/0! | #DIV/0! | #DIV/0! | #DIV/0! | #DIV/0! | #DIV/0! | #DIV/0! | #DIV/0! | #DIV/0! | #DIV/0! | #DIV/0! | #DIV/0! | #DIV/0! | #DIV/0! | #DIV/0! | #DIV/0! | #DIV/0! | #DIV/0! | #DIV/0! | #DIV/0! | #DIV/0! | #DIV/0! | #DIV/0! | #DIV/0! | #DIV/0! | #DIV/0! | #DIV/0! | #DIV/0! | #DIV/0! | #DIV/0! | #DIV/0! | #DIV/0! | #DIV/0! | #DIV/0! | #DIV/0! | #DIV/0! | #DIV/0! | #DIV/0! | #DIV/0! | #DIV/0! | #DIV/0! | #DIV/0! | #DIV/0! | #DIV/0! | #DIV/0! | #DIV/0! | #DIV/0! | #DIV/0! | #DIV/0! | #DIV/0! | #DIV/0! | #DIV/0! | #DIV/0! | #DIV/0! | #DIV/0! | #DIV/0! | #DIV/0!
0 | 0 | 0 | 0 | 0 | 0 | #DIV/0! | #DIV/0! | #DIV/0! | #DIV/0! | #DIV/0! | #DIV/0! | #DIV/0! | #DIV/0! | #DIV/0! | #DIV/0! | #DIV/0! | #DIV/0! | #DIV/0! | #DIV/0! | #DIV/0! | #DIV/0! | #DIV/0! | #DIV/0! | #DIV/0! | #DIV/0! | #DIV/0! | #DIV/0! | #DIV/0! | #DIV/0! | #DIV/0! | #DIV/0! | #DIV/0! | #N/A | #N/A | #DIV/0! | #VALUE! | #N/A | #N/A | #N/A | #N/A | #N/A | #N/A | #VALUE! | #DIV/0! | #DIV/0! | #DIV/0! | #DIV/0! | #DIV/0! | #DIV/0! | #DIV/0! | #DIV/0! | #DIV/0! | #DIV/0! | #DIV/0! | #DIV/0! | #DIV/0! | #DIV/0! | #DIV/0! | #DIV/0! | #DIV/0! | #DIV/0! | #DIV/0! | #DIV/0! | #DIV/0! | #DIV/0! | #DIV/0! | #DIV/0! | #DIV/0! | #DIV/0! | #DIV/0! | #DIV/0! | #DIV/0! | #DIV/0! | #DIV/0! | #DIV/0! | #DIV/0! | #DIV/0! | #DIV/0! | #DIV/0! | #DIV/0! | #DIV/0! | #DIV/0! | #DIV/0! | #DIV/0! | #DIV/0! | #DIV/0! | #DIV/0! | #DIV/0! | #DIV/0! | #DIV/0! | #DIV/0! | #DIV/0! | #DIV/0! | #DIV/0! | #DIV/0! | #DIV/0! | #DIV/0! | #DIV/0! | #DIV/0! | #DIV/0! | #DIV/0! | #DIV/0! | #DIV/0!
0 | 0 | 0 | 0 | 0 | 0 | #DIV/0! | #DIV/0! | #DIV/0! | #DIV/0! | #DIV/0! | #DIV/0! | #DIV/0! | #DIV/0! | #DIV/0! | #DIV/0! | #DIV/0! | #DIV/0! | #DIV/0! | #DIV/0! | #DIV/0! | #DIV/0! | #DIV/0! | #DIV/0! | #DIV/0! | #DIV/0! | #DIV/0! | #DIV/0! | #DIV/0! | #DIV/0! | #DIV/0! | #DIV/0! | #DIV/0! | #N/A | #N/A | #DIV/0! | #VALUE! | #N/A | #N/A | #N/A | #N/A | #N/A | #N/A | #VALUE! | #DIV/0! | #DIV/0! | #DIV/0! | #DIV/0! | #DIV/0! | #DIV/0! | #DIV/0! | #DIV/0! | #DIV/0! | #DIV/0! | #DIV/0! | #DIV/0! | #DIV/0! | #DIV/0! | #DIV/0! | #DIV/0! | #DIV/0! | #DIV/0! | #DIV/0! | #DIV/0! | #DIV/0! | #DIV/0! | #DIV/0! | #DIV/0! | #DIV/0! | #DIV/0! | #DIV/0! | #DIV/0! | #DIV/0! | #DIV/0! | #DIV/0! | #DIV/0! | #DIV/0! | #DIV/0! | #DIV/0! | #DIV/0! | #DIV/0! | #DIV/0! | #DIV/0! | #DIV/0! | #DIV/0! | #DIV/0! | #DIV/0! | #DIV/0! | #DIV/0! | #DIV/0! | #DIV/0! | #DIV/0! | #DIV/0! | #DIV/0! | #DIV/0! | #DIV/0! | #DIV/0! | #DIV/0! | #DIV/0! | #DIV/0! | #DIV/0! | #DIV/0! | #DIV/0! | #DIV/0!
0 | 0 | 0 | 0 | 0 | 0 | #DIV/0! | #DIV/0! | #DIV/0! | #DIV/0! | #DIV/0! | #DIV/0! | #DIV/0! | #DIV/0! | #DIV/0! | #DIV/0! | #DIV/0! | #DIV/0! | #DIV/0! | #DIV/0! | #DIV/0! | #DIV/0! | #DIV/0! | #DIV/0! | #DIV/0! | #DIV/0! | #DIV/0! | #DIV/0! | #DIV/0! | #DIV/0! | #DIV/0! | #DIV/0! | #DIV/0! | #N/A | #N/A | #DIV/0! | #VALUE! | #N/A | #N/A | #N/A | #N/A | #N/A | #N/A | #VALUE! | #DIV/0! | #DIV/0! | #DIV/0! | #DIV/0! | #DIV/0! | #DIV/0! | #DIV/0! | #DIV/0! | #DIV/0! | #DIV/0! | #DIV/0! | #DIV/0! | #DIV/0! | #DIV/0! | #DIV/0! | #DIV/0! | #DIV/0! | #DIV/0! | #DIV/0! | #DIV/0! | #DIV/0! | #DIV/0! | #DIV/0! | #DIV/0! | #DIV/0! | #DIV/0! | #DIV/0! | #DIV/0! | #DIV/0! | #DIV/0! | #DIV/0! | #DIV/0! | #DIV/0! | #DIV/0! | #DIV/0! | #DIV/0! | #DIV/0! | #DIV/0! | #DIV/0! | #DIV/0! | #DIV/0! | #DIV/0! | #DIV/0! | #DIV/0! | #DIV/0! | #DIV/0! | #DIV/0! | #DIV/0! | #DIV/0! | #DIV/0! | #DIV/0! | #DIV/0! | #DIV/0! | #DIV/0! | #DIV/0! | #DIV/0! | #DIV/0! | #DIV/0! | #DIV/0! | #DIV/0!
0 | 0 | 0 | 0 | 0 | 0 | #DIV/0! | #DIV/0! | #DIV/0! | #DIV/0! | #DIV/0! | #DIV/0! | #DIV/0! | #DIV/0! | #DIV/0! | #DIV/0! | #DIV/0! | #DIV/0! | #DIV/0! | #DIV/0! | #DIV/0! | #DIV/0! | #DIV/0! | #DIV/0! | #DIV/0! | #DIV/0! | #DIV/0! | #DIV/0! | #DIV/0! | #DIV/0! | #DIV/0! | #DIV/0! | #DIV/0! | #N/A | #N/A | #DIV/0! | #VALUE! | #N/A | #N/A | #N/A | #N/A | #N/A | #N/A | #VALUE! | #DIV/0! | #DIV/0! | #DIV/0! | #DIV/0! | #DIV/0! | #DIV/0! | #DIV/0! | #DIV/0! | #DIV/0! | #DIV/0! | #DIV/0! | #DIV/0! | #DIV/0! | #DIV/0! | #DIV/0! | #DIV/0! | #DIV/0! | #DIV/0! | #DIV/0! | #DIV/0! | #DIV/0! | #DIV/0! | #DIV/0! | #DIV/0! | #DIV/0! | #DIV/0! | #DIV/0! | #DIV/0! | #DIV/0! | #DIV/0! | #DIV/0! | #DIV/0! | #DIV/0! | #DIV/0! | #DIV/0! | #DIV/0! | #DIV/0! | #DIV/0! | #DIV/0! | #DIV/0! | #DIV/0! | #DIV/0! | #DIV/0! | #DIV/0! | #DIV/0! | #DIV/0! | #DIV/0! | #DIV/0! | #DIV/0! | #DIV/0! | #DIV/0! | #DIV/0! | #DIV/0! | #DIV/0! | #DIV/0! | #DIV/0! | #DIV/0! | #DIV/0! | #DIV/0! | #DIV/0!
0 | 0 | 0 | 0 | 0 | 0 | #DIV/0! | #DIV/0! | #DIV/0! | #DIV/0! | #DIV/0! | #DIV/0! | #DIV/0! | #DIV/0! | #DIV/0! | #DIV/0! | #DIV/0! | #DIV/0! | #DIV/0! | #DIV/0! | #DIV/0! | #DIV/0! | #DIV/0! | #DIV/0! | #DIV/0! | #DIV/0! | #DIV/0! | #DIV/0! | #DIV/0! | #DIV/0! | #DIV/0! | #DIV/0! | #DIV/0! | #N/A | #N/A | #DIV/0! | #VALUE! | #N/A | #N/A | #N/A | #N/A | #N/A | #N/A | #VALUE! | #DIV/0! | #DIV/0! | #DIV/0! | #DIV/0! | #DIV/0! | #DIV/0! | #DIV/0! | #DIV/0! | #DIV/0! | #DIV/0! | #DIV/0! | #DIV/0! | #DIV/0! | #DIV/0! | #DIV/0! | #DIV/0! | #DIV/0! | #DIV/0! | #DIV/0! | #DIV/0! | #DIV/0! | #DIV/0! | #DIV/0! | #DIV/0! | #DIV/0! | #DIV/0! | #DIV/0! | #DIV/0! | #DIV/0! | #DIV/0! | #DIV/0! | #DIV/0! | #DIV/0! | #DIV/0! | #DIV/0! | #DIV/0! | #DIV/0! | #DIV/0! | #DIV/0! | #DIV/0! | #DIV/0! | #DIV/0! | #DIV/0! | #DIV/0! | #DIV/0! | #DIV/0! | #DIV/0! | #DIV/0! | #DIV/0! | #DIV/0! | #DIV/0! | #DIV/0! | #DIV/0! | #DIV/0! | #DIV/0! | #DIV/0! | #DIV/0! | #DIV/0! | #DIV/0! | #DIV/0!
0 | 0 | 0 | 0 | 0 | 0 | #DIV/0! | #DIV/0! | #DIV/0! | #DIV/0! | #DIV/0! | #DIV/0! | #DIV/0! | #DIV/0! | #DIV/0! | #DIV/0! | #DIV/0! | #DIV/0! | #DIV/0! | #DIV/0! | #DIV/0! | #DIV/0! | #DIV/0! | #DIV/0! | #DIV/0! | #DIV/0! | #DIV/0! | #DIV/0! | #DIV/0! | #DIV/0! | #DIV/0! | #DIV/0! | #DIV/0! | #N/A | #N/A | #DIV/0! | #VALUE! | #N/A | #N/A | #N/A | #N/A | #N/A | #N/A | #VALUE! | #DIV/0! | #DIV/0! | #DIV/0! | #DIV/0! | #DIV/0! | #DIV/0! | #DIV/0! | #DIV/0! | #DIV/0! | #DIV/0! | #DIV/0! | #DIV/0! | #DIV/0! | #DIV/0! | #DIV/0! | #DIV/0! | #DIV/0! | #DIV/0! | #DIV/0! | #DIV/0! | #DIV/0! | #DIV/0! | #DIV/0! | #DIV/0! | #DIV/0! | #DIV/0! | #DIV/0! | #DIV/0! | #DIV/0! | #DIV/0! | #DIV/0! | #DIV/0! | #DIV/0! | #DIV/0! | #DIV/0! | #DIV/0! | #DIV/0! | #DIV/0! | #DIV/0! | #DIV/0! | #DIV/0! | #DIV/0! | #DIV/0! | #DIV/0! | #DIV/0! | #DIV/0! | #DIV/0! | #DIV/0! | #DIV/0! | #DIV/0! | #DIV/0! | #DIV/0! | #DIV/0! | #DIV/0! | #DIV/0! | #DIV/0! | #DIV/0! | #DIV/0! | #DIV/0! | #DIV/0!
0 | 0 | 0 | 0 | 0 | 0 | #DIV/0! | #DIV/0! | #DIV/0! | #DIV/0! | #DIV/0! | #DIV/0! | #DIV/0! | #DIV/0! | #DIV/0! | #DIV/0! | #DIV/0! | #DIV/0! | #DIV/0! | #DIV/0! | #DIV/0! | #DIV/0! | #DIV/0! | #DIV/0! | #DIV/0! | #DIV/0! | #DIV/0! | #DIV/0! | #DIV/0! | #DIV/0! | #DIV/0! | #DIV/0! | #DIV/0! | #N/A | #N/A | #DIV/0! | #VALUE! | #N/A | #N/A | #N/A | #N/A | #N/A | #N/A | #VALUE! | #DIV/0! | #DIV/0! | #DIV/0! | #DIV/0! | #DIV/0! | #DIV/0! | #DIV/0! | #DIV/0! | #DIV/0! | #DIV/0! | #DIV/0! | #DIV/0! | #DIV/0! | #DIV/0! | #DIV/0! | #DIV/0! | #DIV/0! | #DIV/0! | #DIV/0! | #DIV/0! | #DIV/0! | #DIV/0! | #DIV/0! | #DIV/0! | #DIV/0! | #DIV/0! | #DIV/0! | #DIV/0! | #DIV/0! | #DIV/0! | #DIV/0! | #DIV/0! | #DIV/0! | #DIV/0! | #DIV/0! | #DIV/0! | #DIV/0! | #DIV/0! | #DIV/0! | #DIV/0! | #DIV/0! | #DIV/0! | #DIV/0! | #DIV/0! | #DIV/0! | #DIV/0! | #DIV/0! | #DIV/0! | #DIV/0! | #DIV/0! | #DIV/0! | #DIV/0! | #DIV/0! | #DIV/0! | #DIV/0! | #DIV/0! | #DIV/0! | #DIV/0! | #DIV/0! | #DIV/0!
0 | 0 | 0 | 0 | 0 | 0 | #DIV/0! | #DIV/0! | #DIV/0! | #DIV/0! | #DIV/0! | #DIV/0! | #DIV/0! | #DIV/0! | #DIV/0! | #DIV/0! | #DIV/0! | #DIV/0! | #DIV/0! | #DIV/0! | #DIV/0! | #DIV/0! | #DIV/0! | #DIV/0! | #DIV/0! | #DIV/0! | #DIV/0! | #DIV/0! | #DIV/0! | #DIV/0! | #DIV/0! | #DIV/0! | #DIV/0! | #N/A | #N/A | #DIV/0! | #VALUE! | #N/A | #N/A | #N/A | #N/A | #N/A | #N/A | #VALUE! | #DIV/0! | #DIV/0! | #DIV/0! | #DIV/0! | #DIV/0! | #DIV/0! | #DIV/0! | #DIV/0! | #DIV/0! | #DIV/0! | #DIV/0! | #DIV/0! | #DIV/0! | #DIV/0! | #DIV/0! | #DIV/0! | #DIV/0! | #DIV/0! | #DIV/0! | #DIV/0! | #DIV/0! | #DIV/0! | #DIV/0! | #DIV/0! | #DIV/0! | #DIV/0! | #DIV/0! | #DIV/0! | #DIV/0! | #DIV/0! | #DIV/0! | #DIV/0! | #DIV/0! | #DIV/0! | #DIV/0! | #DIV/0! | #DIV/0! | #DIV/0! | #DIV/0! | #DIV/0! | #DIV/0! | #DIV/0! | #DIV/0! | #DIV/0! | #DIV/0! | #DIV/0! | #DIV/0! | #DIV/0! | #DIV/0! | #DIV/0! | #DIV/0! | #DIV/0! | #DIV/0! | #DIV/0! | #DIV/0! | #DIV/0! | #DIV/0! | #DIV/0! | #DIV/0! | #DIV/0!
0 | 0 | 0 | 0 | 0 | 0 | #DIV/0! | #DIV/0! | #DIV/0! | #DIV/0! | #DIV/0! | #DIV/0! | #DIV/0! | #DIV/0! | #DIV/0! | #DIV/0! | #DIV/0! | #DIV/0! | #DIV/0! | #DIV/0! | #DIV/0! | #DIV/0! | #DIV/0! | #DIV/0! | #DIV/0! | #DIV/0! | #DIV/0! | #DIV/0! | #DIV/0! | #DIV/0! | #DIV/0! | #DIV/0! | #DIV/0! | #N/A | #N/A | #DIV/0! | #VALUE! | #N/A | #N/A | #N/A | #N/A | #N/A | #N/A | #VALUE! | #DIV/0! | #DIV/0! | #DIV/0! | #DIV/0! | #DIV/0! | #DIV/0! | #DIV/0! | #DIV/0! | #DIV/0! | #DIV/0! | #DIV/0! | #DIV/0! | #DIV/0! | #DIV/0! | #DIV/0! | #DIV/0! | #DIV/0! | #DIV/0! | #DIV/0! | #DIV/0! | #DIV/0! | #DIV/0! | #DIV/0! | #DIV/0! | #DIV/0! | #DIV/0! | #DIV/0! | #DIV/0! | #DIV/0! | #DIV/0! | #DIV/0! | #DIV/0! | #DIV/0! | #DIV/0! | #DIV/0! | #DIV/0! | #DIV/0! | #DIV/0! | #DIV/0! | #DIV/0! | #DIV/0! | #DIV/0! | #DIV/0! | #DIV/0! | #DIV/0! | #DIV/0! | #DIV/0! | #DIV/0! | #DIV/0! | #DIV/0! | #DIV/0! | #DIV/0! | #DIV/0! | #DIV/0! | #DIV/0! | #DIV/0! | #DIV/0! | #DIV/0! | #DIV/0! | #DIV/0!
0 | 0 | 0 | 0 | 0 | 0 | #DIV/0! | #DIV/0! | #DIV/0! | #DIV/0! | #DIV/0! | #DIV/0! | #DIV/0! | #DIV/0! | #DIV/0! | #DIV/0! | #DIV/0! | #DIV/0! | #DIV/0! | #DIV/0! | #DIV/0! | #DIV/0! | #DIV/0! | #DIV/0! | #DIV/0! | #DIV/0! | #DIV/0! | #DIV/0! | #DIV/0! | #DIV/0! | #DIV/0! | #DIV/0! | #DIV/0! | #N/A | #N/A | #DIV/0! | #VALUE! | #N/A | #N/A | #N/A | #N/A | #N/A | #N/A | #VALUE! | #DIV/0! | #DIV/0! | #DIV/0! | #DIV/0! | #DIV/0! | #DIV/0! | #DIV/0! | #DIV/0! | #DIV/0! | #DIV/0! | #DIV/0! | #DIV/0! | #DIV/0! | #DIV/0! | #DIV/0! | #DIV/0! | #DIV/0! | #DIV/0! | #DIV/0! | #DIV/0! | #DIV/0! | #DIV/0! | #DIV/0! | #DIV/0! | #DIV/0! | #DIV/0! | #DIV/0! | #DIV/0! | #DIV/0! | #DIV/0! | #DIV/0! | #DIV/0! | #DIV/0! | #DIV/0! | #DIV/0! | #DIV/0! | #DIV/0! | #DIV/0! | #DIV/0! | #DIV/0! | #DIV/0! | #DIV/0! | #DIV/0! | #DIV/0! | #DIV/0! | #DIV/0! | #DIV/0! | #DIV/0! | #DIV/0! | #DIV/0! | #DIV/0! | #DIV/0! | #DIV/0! | #DIV/0! | #DIV/0! | #DIV/0! | #DIV/0! | #DIV/0! | #DIV/0! | #DIV/0!
0 | 0 | 0 | 0 | 0 | 0 | #DIV/0! | #DIV/0! | #DIV/0! | #DIV/0! | #DIV/0! | #DIV/0! | #DIV/0! | #DIV/0! | #DIV/0! | #DIV/0! | #DIV/0! | #DIV/0! | #DIV/0! | #DIV/0! | #DIV/0! | #DIV/0! | #DIV/0! | #DIV/0! | #DIV/0! | #DIV/0! | #DIV/0! | #DIV/0! | #DIV/0! | #DIV/0! | #DIV/0! | #DIV/0! | #DIV/0! | #N/A | #N/A | #DIV/0! | #VALUE! | #N/A | #N/A | #N/A | #N/A | #N/A | #N/A | #VALUE! | #DIV/0! | #DIV/0! | #DIV/0! | #DIV/0! | #DIV/0! | #DIV/0! | #DIV/0! | #DIV/0! | #DIV/0! | #DIV/0! | #DIV/0! | #DIV/0! | #DIV/0! | #DIV/0! | #DIV/0! | #DIV/0! | #DIV/0! | #DIV/0! | #DIV/0! | #DIV/0! | #DIV/0! | #DIV/0! | #DIV/0! | #DIV/0! | #DIV/0! | #DIV/0! | #DIV/0! | #DIV/0! | #DIV/0! | #DIV/0! | #DIV/0! | #DIV/0! | #DIV/0! | #DIV/0! | #DIV/0! | #DIV/0! | #DIV/0! | #DIV/0! | #DIV/0! | #DIV/0! | #DIV/0! | #DIV/0! | #DIV/0! | #DIV/0! | #DIV/0! | #DIV/0! | #DIV/0! | #DIV/0! | #DIV/0! | #DIV/0! | #DIV/0! | #DIV/0! | #DIV/0! | #DIV/0! | #DIV/0! | #DIV/0! | #DIV/0! | #DIV/0! | #DIV/0! | #DIV/0!
0 | 0 | 0 | 0 | 0 | 0 | #DIV/0! | #DIV/0! | #DIV/0! | #DIV/0! | #DIV/0! | #DIV/0! | #DIV/0! | #DIV/0! | #DIV/0! | #DIV/0! | #DIV/0! | #DIV/0! | #DIV/0! | #DIV/0! | #DIV/0! | #DIV/0! | #DIV/0! | #DIV/0! | #DIV/0! | #DIV/0! | #DIV/0! | #DIV/0! | #DIV/0! | #DIV/0! | #DIV/0! | #DIV/0! | #DIV/0! | #N/A | #N/A | #DIV/0! | #VALUE! | #N/A | #N/A | #N/A | #N/A | #N/A | #N/A | #VALUE! | #DIV/0! | #DIV/0! | #DIV/0! | #DIV/0! | #DIV/0! | #DIV/0! | #DIV/0! | #DIV/0! | #DIV/0! | #DIV/0! | #DIV/0! | #DIV/0! | #DIV/0! | #DIV/0! | #DIV/0! | #DIV/0! | #DIV/0! | #DIV/0! | #DIV/0! | #DIV/0! | #DIV/0! | #DIV/0! | #DIV/0! | #DIV/0! | #DIV/0! | #DIV/0! | #DIV/0! | #DIV/0! | #DIV/0! | #DIV/0! | #DIV/0! | #DIV/0! | #DIV/0! | #DIV/0! | #DIV/0! | #DIV/0! | #DIV/0! | #DIV/0! | #DIV/0! | #DIV/0! | #DIV/0! | #DIV/0! | #DIV/0! | #DIV/0! | #DIV/0! | #DIV/0! | #DIV/0! | #DIV/0! | #DIV/0! | #DIV/0! | #DIV/0! | #DIV/0! | #DIV/0! | #DIV/0! | #DIV/0! | #DIV/0! | #DIV/0! | #DIV/0! | #DIV/0! | #DIV/0!
0 | 0 | 0 | 0 | 0 | 0 | #DIV/0! | #DIV/0! | #DIV/0! | #DIV/0! | #DIV/0! | #DIV/0! | #DIV/0! | #DIV/0! | #DIV/0! | #DIV/0! | #DIV/0! | #DIV/0! | #DIV/0! | #DIV/0! | #DIV/0! | #DIV/0! | #DIV/0! | #DIV/0! | #DIV/0! | #DIV/0! | #DIV/0! | #DIV/0! | #DIV/0! | #DIV/0! | #DIV/0! | #DIV/0! | #DIV/0! | #N/A | #N/A | #DIV/0! | #VALUE! | #N/A | #N/A | #N/A | #N/A | #N/A | #N/A | #VALUE! | #DIV/0! | #DIV/0! | #DIV/0! | #DIV/0! | #DIV/0! | #DIV/0! | #DIV/0! | #DIV/0! | #DIV/0! | #DIV/0! | #DIV/0! | #DIV/0! | #DIV/0! | #DIV/0! | #DIV/0! | #DIV/0! | #DIV/0! | #DIV/0! | #DIV/0! | #DIV/0! | #DIV/0! | #DIV/0! | #DIV/0! | #DIV/0! | #DIV/0! | #DIV/0! | #DIV/0! | #DIV/0! | #DIV/0! | #DIV/0! | #DIV/0! | #DIV/0! | #DIV/0! | #DIV/0! | #DIV/0! | #DIV/0! | #DIV/0! | #DIV/0! | #DIV/0! | #DIV/0! | #DIV/0! | #DIV/0! | #DIV/0! | #DIV/0! | #DIV/0! | #DIV/0! | #DIV/0! | #DIV/0! | #DIV/0! | #DIV/0! | #DIV/0! | #DIV/0! | #DIV/0! | #DIV/0! | #DIV/0! | #DIV/0! | #DIV/0! | #DIV/0! | #DIV/0! | #DIV/0!
0 | 0 | 0 | 0 | 0 | 0 | #DIV/0! | #DIV/0! | #DIV/0! | #DIV/0! | #DIV/0! | #DIV/0! | #DIV/0! | #DIV/0! | #DIV/0! | #DIV/0! | #DIV/0! | #DIV/0! | #DIV/0! | #DIV/0! | #DIV/0! | #DIV/0! | #DIV/0! | #DIV/0! | #DIV/0! | #DIV/0! | #DIV/0! | #DIV/0! | #DIV/0! | #DIV/0! | #DIV/0! | #DIV/0! | #DIV/0! | #N/A | #N/A | #DIV/0! | #VALUE! | #N/A | #N/A | #N/A | #N/A | #N/A | #N/A | #VALUE! | #DIV/0! | #DIV/0! | #DIV/0! | #DIV/0! | #DIV/0! | #DIV/0! | #DIV/0! | #DIV/0! | #DIV/0! | #DIV/0! | #DIV/0! | #DIV/0! | #DIV/0! | #DIV/0! | #DIV/0! | #DIV/0! | #DIV/0! | #DIV/0! | #DIV/0! | #DIV/0! | #DIV/0! | #DIV/0! | #DIV/0! | #DIV/0! | #DIV/0! | #DIV/0! | #DIV/0! | #DIV/0! | #DIV/0! | #DIV/0! | #DIV/0! | #DIV/0! | #DIV/0! | #DIV/0! | #DIV/0! | #DIV/0! | #DIV/0! | #DIV/0! | #DIV/0! | #DIV/0! | #DIV/0! | #DIV/0! | #DIV/0! | #DIV/0! | #DIV/0! | #DIV/0! | #DIV/0! | #DIV/0! | #DIV/0! | #DIV/0! | #DIV/0! | #DIV/0! | #DIV/0! | #DIV/0! | #DIV/0! | #DIV/0! | #DIV/0! | #DIV/0! | #DIV/0! | #DIV/0!
0 | 0 | 0 | 0 | 0 | 0 | #DIV/0! | #DIV/0! | #DIV/0! | #DIV/0! | #DIV/0! | #DIV/0! | #DIV/0! | #DIV/0! | #DIV/0! | #DIV/0! | #DIV/0! | #DIV/0! | #DIV/0! | #DIV/0! | #DIV/0! | #DIV/0! | #DIV/0! | #DIV/0! | #DIV/0! | #DIV/0! | #DIV/0! | #DIV/0! | #DIV/0! | #DIV/0! | #DIV/0! | #DIV/0! | #DIV/0! | #N/A | #N/A | #DIV/0! | #VALUE! | #N/A | #N/A | #N/A | #N/A | #N/A | #N/A | #VALUE! | #DIV/0! | #DIV/0! | #DIV/0! | #DIV/0! | #DIV/0! | #DIV/0! | #DIV/0! | #DIV/0! | #DIV/0! | #DIV/0! | #DIV/0! | #DIV/0! | #DIV/0! | #DIV/0! | #DIV/0! | #DIV/0! | #DIV/0! | #DIV/0! | #DIV/0! | #DIV/0! | #DIV/0! | #DIV/0! | #DIV/0! | #DIV/0! | #DIV/0! | #DIV/0! | #DIV/0! | #DIV/0! | #DIV/0! | #DIV/0! | #DIV/0! | #DIV/0! | #DIV/0! | #DIV/0! | #DIV/0! | #DIV/0! | #DIV/0! | #DIV/0! | #DIV/0! | #DIV/0! | #DIV/0! | #DIV/0! | #DIV/0! | #DIV/0! | #DIV/0! | #DIV/0! | #DIV/0! | #DIV/0! | #DIV/0! | #DIV/0! | #DIV/0! | #DIV/0! | #DIV/0! | #DIV/0! | #DIV/0! | #DIV/0! | #DIV/0! | #DIV/0! | #DIV/0! | #DIV/0!
0 | 0 | 0 | 0 | 0 | 0 | #DIV/0! | #DIV/0! | #DIV/0! | #DIV/0! | #DIV/0! | #DIV/0! | #DIV/0! | #DIV/0! | #DIV/0! | #DIV/0! | #DIV/0! | #DIV/0! | #DIV/0! | #DIV/0! | #DIV/0! | #DIV/0! | #DIV/0! | #DIV/0! | #DIV/0! | #DIV/0! | #DIV/0! | #DIV/0! | #DIV/0! | #DIV/0! | #DIV/0! | #DIV/0! | #DIV/0! | #N/A | #N/A | #DIV/0! | #VALUE! | #N/A | #N/A | #N/A | #N/A | #N/A | #N/A | #VALUE! | #DIV/0! | #DIV/0! | #DIV/0! | #DIV/0! | #DIV/0! | #DIV/0! | #DIV/0! | #DIV/0! | #DIV/0! | #DIV/0! | #DIV/0! | #DIV/0! | #DIV/0! | #DIV/0! | #DIV/0! | #DIV/0! | #DIV/0! | #DIV/0! | #DIV/0! | #DIV/0! | #DIV/0! | #DIV/0! | #DIV/0! | #DIV/0! | #DIV/0! | #DIV/0! | #DIV/0! | #DIV/0! | #DIV/0! | #DIV/0! | #DIV/0! | #DIV/0! | #DIV/0! | #DIV/0! | #DIV/0! | #DIV/0! | #DIV/0! | #DIV/0! | #DIV/0! | #DIV/0! | #DIV/0! | #DIV/0! | #DIV/0! | #DIV/0! | #DIV/0! | #DIV/0! | #DIV/0! | #DIV/0! | #DIV/0! | #DIV/0! | #DIV/0! | #DIV/0! | #DIV/0! | #DIV/0! | #DIV/0! | #DIV/0! | #DIV/0! | #DIV/0! | #DIV/0! | #DIV/0!
0 | 0 | 0 | 0 | 0 | 0 | #DIV/0! | #DIV/0! | #DIV/0! | #DIV/0! | #DIV/0! | #DIV/0! | #DIV/0! | #DIV/0! | #DIV/0! | #DIV/0! | #DIV/0! | #DIV/0! | #DIV/0! | #DIV/0! | #DIV/0! | #DIV/0! | #DIV/0! | #DIV/0! | #DIV/0! | #DIV/0! | #DIV/0! | #DIV/0! | #DIV/0! | #DIV/0! | #DIV/0! | #DIV/0! | #DIV/0! | #N/A | #N/A | #DIV/0! | #VALUE! | #N/A | #N/A | #N/A | #N/A | #N/A | #N/A | #VALUE! | #DIV/0! | #DIV/0! | #DIV/0! | #DIV/0! | #DIV/0! | #DIV/0! | #DIV/0! | #DIV/0! | #DIV/0! | #DIV/0! | #DIV/0! | #DIV/0! | #DIV/0! | #DIV/0! | #DIV/0! | #DIV/0! | #DIV/0! | #DIV/0! | #DIV/0! | #DIV/0! | #DIV/0! | #DIV/0! | #DIV/0! | #DIV/0! | #DIV/0! | #DIV/0! | #DIV/0! | #DIV/0! | #DIV/0! | #DIV/0! | #DIV/0! | #DIV/0! | #DIV/0! | #DIV/0! | #DIV/0! | #DIV/0! | #DIV/0! | #DIV/0! | #DIV/0! | #DIV/0! | #DIV/0! | #DIV/0! | #DIV/0! | #DIV/0! | #DIV/0! | #DIV/0! | #DIV/0! | #DIV/0! | #DIV/0! | #DIV/0! | #DIV/0! | #DIV/0! | #DIV/0! | #DIV/0! | #DIV/0! | #DIV/0! | #DIV/0! | #DIV/0! | #DIV/0! | #DIV/0!
0 | 0 | 0 | 0 | 0 | 0 | #DIV/0! | #DIV/0! | #DIV/0! | #DIV/0! | #DIV/0! | #DIV/0! | #DIV/0! | #DIV/0! | #DIV/0! | #DIV/0! | #DIV/0! | #DIV/0! | #DIV/0! | #DIV/0! | #DIV/0! | #DIV/0! | #DIV/0! | #DIV/0! | #DIV/0! | #DIV/0! | #DIV/0! | #DIV/0! | #DIV/0! | #DIV/0! | #DIV/0! | #DIV/0! | #DIV/0! | #N/A | #N/A | #DIV/0! | #VALUE! | #N/A | #N/A | #N/A | #N/A | #N/A | #N/A | #VALUE! | #DIV/0! | #DIV/0! | #DIV/0! | #DIV/0! | #DIV/0! | #DIV/0! | #DIV/0! | #DIV/0! | #DIV/0! | #DIV/0! | #DIV/0! | #DIV/0! | #DIV/0! | #DIV/0! | #DIV/0! | #DIV/0! | #DIV/0! | #DIV/0! | #DIV/0! | #DIV/0! | #DIV/0! | #DIV/0! | #DIV/0! | #DIV/0! | #DIV/0! | #DIV/0! | #DIV/0! | #DIV/0! | #DIV/0! | #DIV/0! | #DIV/0! | #DIV/0! | #DIV/0! | #DIV/0! | #DIV/0! | #DIV/0! | #DIV/0! | #DIV/0! | #DIV/0! | #DIV/0! | #DIV/0! | #DIV/0! | #DIV/0! | #DIV/0! | #DIV/0! | #DIV/0! | #DIV/0! | #DIV/0! | #DIV/0! | #DIV/0! | #DIV/0! | #DIV/0! | #DIV/0! | #DIV/0! | #DIV/0! | #DIV/0! | #DIV/0! | #DIV/0! | #DIV/0! | #DIV/0!
0 | 0 | 0 | 0 | 0 | 0 | #DIV/0! | #DIV/0! | #DIV/0! | #DIV/0! | #DIV/0! | #DIV/0! | #DIV/0! | #DIV/0! | #DIV/0! | #DIV/0! | #DIV/0! | #DIV/0! | #DIV/0! | #DIV/0! | #DIV/0! | #DIV/0! | #DIV/0! | #DIV/0! | #DIV/0! | #DIV/0! | #DIV/0! | #DIV/0! | #DIV/0! | #DIV/0! | #DIV/0! | #DIV/0! | #DIV/0! | #N/A | #N/A | #DIV/0! | #VALUE! | #N/A | #N/A | #N/A | #N/A | #N/A | #N/A | #VALUE! | #DIV/0! | #DIV/0! | #DIV/0! | #DIV/0! | #DIV/0! | #DIV/0! | #DIV/0! | #DIV/0! | #DIV/0! | #DIV/0! | #DIV/0! | #DIV/0! | #DIV/0! | #DIV/0! | #DIV/0! | #DIV/0! | #DIV/0! | #DIV/0! | #DIV/0! | #DIV/0! | #DIV/0! | #DIV/0! | #DIV/0! | #DIV/0! | #DIV/0! | #DIV/0! | #DIV/0! | #DIV/0! | #DIV/0! | #DIV/0! | #DIV/0! | #DIV/0! | #DIV/0! | #DIV/0! | #DIV/0! | #DIV/0! | #DIV/0! | #DIV/0! | #DIV/0! | #DIV/0! | #DIV/0! | #DIV/0! | #DIV/0! | #DIV/0! | #DIV/0! | #DIV/0! | #DIV/0! | #DIV/0! | #DIV/0! | #DIV/0! | #DIV/0! | #DIV/0! | #DIV/0! | #DIV/0! | #DIV/0! | #DIV/0! | #DIV/0! | #DIV/0! | #DIV/0! | #DIV/0!
0 | 0 | 0 | 0 | 0 | 0 | #DIV/0! | #DIV/0! | #DIV/0! | #DIV/0! | #DIV/0! | #DIV/0! | #DIV/0! | #DIV/0! | #DIV/0! | #DIV/0! | #DIV/0! | #DIV/0! | #DIV/0! | #DIV/0! | #DIV/0! | #DIV/0! | #DIV/0! | #DIV/0! | #DIV/0! | #DIV/0! | #DIV/0! | #DIV/0! | #DIV/0! | #DIV/0! | #DIV/0! | #DIV/0! | #DIV/0! | #N/A | #N/A | #DIV/0! | #VALUE! | #N/A | #N/A | #N/A | #N/A | #N/A | #N/A | #VALUE! | #DIV/0! | #DIV/0! | #DIV/0! | #DIV/0! | #DIV/0! | #DIV/0! | #DIV/0! | #DIV/0! | #DIV/0! | #DIV/0! | #DIV/0! | #DIV/0! | #DIV/0! | #DIV/0! | #DIV/0! | #DIV/0! | #DIV/0! | #DIV/0! | #DIV/0! | #DIV/0! | #DIV/0! | #DIV/0! | #DIV/0! | #DIV/0! | #DIV/0! | #DIV/0! | #DIV/0! | #DIV/0! | #DIV/0! | #DIV/0! | #DIV/0! | #DIV/0! | #DIV/0! | #DIV/0! | #DIV/0! | #DIV/0! | #DIV/0! | #DIV/0! | #DIV/0! | #DIV/0! | #DIV/0! | #DIV/0! | #DIV/0! | #DIV/0! | #DIV/0! | #DIV/0! | #DIV/0! | #DIV/0! | #DIV/0! | #DIV/0! | #DIV/0! | #DIV/0! | #DIV/0! | #DIV/0! | #DIV/0! | #DIV/0! | #DIV/0! | #DIV/0! | #DIV/0! | #DIV/0!
0 | 0 | 0 | 0 | 0 | 0 | #DIV/0! | #DIV/0! | #DIV/0! | #DIV/0! | #DIV/0! | #DIV/0! | #DIV/0! | #DIV/0! | #DIV/0! | #DIV/0! | #DIV/0! | #DIV/0! | #DIV/0! | #DIV/0! | #DIV/0! | #DIV/0! | #DIV/0! | #DIV/0! | #DIV/0! | #DIV/0! | #DIV/0! | #DIV/0! | #DIV/0! | #DIV/0! | #DIV/0! | #DIV/0! | #DIV/0! | #N/A | #N/A | #DIV/0! | #VALUE! | #N/A | #N/A | #N/A | #N/A | #N/A | #N/A | #VALUE! | #DIV/0! | #DIV/0! | #DIV/0! | #DIV/0! | #DIV/0! | #DIV/0! | #DIV/0! | #DIV/0! | #DIV/0! | #DIV/0! | #DIV/0! | #DIV/0! | #DIV/0! | #DIV/0! | #DIV/0! | #DIV/0! | #DIV/0! | #DIV/0! | #DIV/0! | #DIV/0! | #DIV/0! | #DIV/0! | #DIV/0! | #DIV/0! | #DIV/0! | #DIV/0! | #DIV/0! | #DIV/0! | #DIV/0! | #DIV/0! | #DIV/0! | #DIV/0! | #DIV/0! | #DIV/0! | #DIV/0! | #DIV/0! | #DIV/0! | #DIV/0! | #DIV/0! | #DIV/0! | #DIV/0! | #DIV/0! | #DIV/0! | #DIV/0! | #DIV/0! | #DIV/0! | #DIV/0! | #DIV/0! | #DIV/0! | #DIV/0! | #DIV/0! | #DIV/0! | #DIV/0! | #DIV/0! | #DIV/0! | #DIV/0! | #DIV/0! | #DIV/0! | #DIV/0! | #DIV/0!
0 | 0 | 0 | 0 | 0 | 0 | #DIV/0! | #DIV/0! | #DIV/0! | #DIV/0! | #DIV/0! | #DIV/0! | #DIV/0! | #DIV/0! | #DIV/0! | #DIV/0! | #DIV/0! | #DIV/0! | #DIV/0! | #DIV/0! | #DIV/0! | #DIV/0! | #DIV/0! | #DIV/0! | #DIV/0! | #DIV/0! | #DIV/0! | #DIV/0! | #DIV/0! | #DIV/0! | #DIV/0! | #DIV/0! | #DIV/0! | #N/A | #N/A | #DIV/0! | #VALUE! | #N/A | #N/A | #N/A | #N/A | #N/A | #N/A | #VALUE! | #DIV/0! | #DIV/0! | #DIV/0! | #DIV/0! | #DIV/0! | #DIV/0! | #DIV/0! | #DIV/0! | #DIV/0! | #DIV/0! | #DIV/0! | #DIV/0! | #DIV/0! | #DIV/0! | #DIV/0! | #DIV/0! | #DIV/0! | #DIV/0! | #DIV/0! | #DIV/0! | #DIV/0! | #DIV/0! | #DIV/0! | #DIV/0! | #DIV/0! | #DIV/0! | #DIV/0! | #DIV/0! | #DIV/0! | #DIV/0! | #DIV/0! | #DIV/0! | #DIV/0! | #DIV/0! | #DIV/0! | #DIV/0! | #DIV/0! | #DIV/0! | #DIV/0! | #DIV/0! | #DIV/0! | #DIV/0! | #DIV/0! | #DIV/0! | #DIV/0! | #DIV/0! | #DIV/0! | #DIV/0! | #DIV/0! | #DIV/0! | #DIV/0! | #DIV/0! | #DIV/0! | #DIV/0! | #DIV/0! | #DIV/0! | #DIV/0! | #DIV/0! | #DIV/0! | #DIV/0!
0 | 0 | 0 | 0 | 0 | 0 | #DIV/0! | #DIV/0! | #DIV/0! | #DIV/0! | #DIV/0! | #DIV/0! | #DIV/0! | #DIV/0! | #DIV/0! | #DIV/0! | #DIV/0! | #DIV/0! | #DIV/0! | #DIV/0! | #DIV/0! | #DIV/0! | #DIV/0! | #DIV/0! | #DIV/0! | #DIV/0! | #DIV/0! | #DIV/0! | #DIV/0! | #DIV/0! | #DIV/0! | #DIV/0! | #DIV/0! | #N/A | #N/A | #DIV/0! | #VALUE! | #N/A | #N/A | #N/A | #N/A | #N/A | #N/A | #VALUE! | #DIV/0! | #DIV/0! | #DIV/0! | #DIV/0! | #DIV/0! | #DIV/0! | #DIV/0! | #DIV/0! | #DIV/0! | #DIV/0! | #DIV/0! | #DIV/0! | #DIV/0! | #DIV/0! | #DIV/0! | #DIV/0! | #DIV/0! | #DIV/0! | #DIV/0! | #DIV/0! | #DIV/0! | #DIV/0! | #DIV/0! | #DIV/0! | #DIV/0! | #DIV/0! | #DIV/0! | #DIV/0! | #DIV/0! | #DIV/0! | #DIV/0! | #DIV/0! | #DIV/0! | #DIV/0! | #DIV/0! | #DIV/0! | #DIV/0! | #DIV/0! | #DIV/0! | #DIV/0! | #DIV/0! | #DIV/0! | #DIV/0! | #DIV/0! | #DIV/0! | #DIV/0! | #DIV/0! | #DIV/0! | #DIV/0! | #DIV/0! | #DIV/0! | #DIV/0! | #DIV/0! | #DIV/0! | #DIV/0! | #DIV/0! | #DIV/0! | #DIV/0! | #DIV/0! | #DIV/0!
0 | 0 | 0 | 0 | 0 | 0 | #DIV/0! | #DIV/0! | #DIV/0! | #DIV/0! | #DIV/0! | #DIV/0! | #DIV/0! | #DIV/0! | #DIV/0! | #DIV/0! | #DIV/0! | #DIV/0! | #DIV/0! | #DIV/0! | #DIV/0! | #DIV/0! | #DIV/0! | #DIV/0! | #DIV/0! | #DIV/0! | #DIV/0! | #DIV/0! | #DIV/0! | #DIV/0! | #DIV/0! | #DIV/0! | #DIV/0! | #N/A | #N/A | #DIV/0! | #VALUE! | #N/A | #N/A | #N/A | #N/A | #N/A | #N/A | #VALUE! | #DIV/0! | #DIV/0! | #DIV/0! | #DIV/0! | #DIV/0! | #DIV/0! | #DIV/0! | #DIV/0! | #DIV/0! | #DIV/0! | #DIV/0! | #DIV/0! | #DIV/0! | #DIV/0! | #DIV/0! | #DIV/0! | #DIV/0! | #DIV/0! | #DIV/0! | #DIV/0! | #DIV/0! | #DIV/0! | #DIV/0! | #DIV/0! | #DIV/0! | #DIV/0! | #DIV/0! | #DIV/0! | #DIV/0! | #DIV/0! | #DIV/0! | #DIV/0! | #DIV/0! | #DIV/0! | #DIV/0! | #DIV/0! | #DIV/0! | #DIV/0! | #DIV/0! | #DIV/0! | #DIV/0! | #DIV/0! | #DIV/0! | #DIV/0! | #DIV/0! | #DIV/0! | #DIV/0! | #DIV/0! | #DIV/0! | #DIV/0! | #DIV/0! | #DIV/0! | #DIV/0! | #DIV/0! | #DIV/0! | #DIV/0! | #DIV/0! | #DIV/0! | #DIV/0! | #DIV/0!
0 | 0 | 0 | 0 | 0 | 0 | #DIV/0! | #DIV/0! | #DIV/0! | #DIV/0! | #DIV/0! | #DIV/0! | #DIV/0! | #DIV/0! | #DIV/0! | #DIV/0! | #DIV/0! | #DIV/0! | #DIV/0! | #DIV/0! | #DIV/0! | #DIV/0! | #DIV/0! | #DIV/0! | #DIV/0! | #DIV/0! | #DIV/0! | #DIV/0! | #DIV/0! | #DIV/0! | #DIV/0! | #DIV/0! | #DIV/0! | #N/A | #N/A | #DIV/0! | #VALUE! | #N/A | #N/A | #N/A | #N/A | #N/A | #N/A | #VALUE! | #DIV/0! | #DIV/0! | #DIV/0! | #DIV/0! | #DIV/0! | #DIV/0! | #DIV/0! | #DIV/0! | #DIV/0! | #DIV/0! | #DIV/0! | #DIV/0! | #DIV/0! | #DIV/0! | #DIV/0! | #DIV/0! | #DIV/0! | #DIV/0! | #DIV/0! | #DIV/0! | #DIV/0! | #DIV/0! | #DIV/0! | #DIV/0! | #DIV/0! | #DIV/0! | #DIV/0! | #DIV/0! | #DIV/0! | #DIV/0! | #DIV/0! | #DIV/0! | #DIV/0! | #DIV/0! | #DIV/0! | #DIV/0! | #DIV/0! | #DIV/0! | #DIV/0! | #DIV/0! | #DIV/0! | #DIV/0! | #DIV/0! | #DIV/0! | #DIV/0! | #DIV/0! | #DIV/0! | #DIV/0! | #DIV/0! | #DIV/0! | #DIV/0! | #DIV/0! | #DIV/0! | #DIV/0! | #DIV/0! | #DIV/0! | #DIV/0! | #DIV/0! | #DIV/0! | #DIV/0!
0 | 0 | 0 | 0 | 0 | 0 | #DIV/0! | #DIV/0! | #DIV/0! | #DIV/0! | #DIV/0! | #DIV/0! | #DIV/0! | #DIV/0! | #DIV/0! | #DIV/0! | #DIV/0! | #DIV/0! | #DIV/0! | #DIV/0! | #DIV/0! | #DIV/0! | #DIV/0! | #DIV/0! | #DIV/0! | #DIV/0! | #DIV/0! | #DIV/0! | #DIV/0! | #DIV/0! | #DIV/0! | #DIV/0! | #DIV/0! | #N/A | #N/A | #DIV/0! | #VALUE! | #N/A | #N/A | #N/A | #N/A | #N/A | #N/A | #VALUE! | #DIV/0! | #DIV/0! | #DIV/0! | #DIV/0! | #DIV/0! | #DIV/0! | #DIV/0! | #DIV/0! | #DIV/0! | #DIV/0! | #DIV/0! | #DIV/0! | #DIV/0! | #DIV/0! | #DIV/0! | #DIV/0! | #DIV/0! | #DIV/0! | #DIV/0! | #DIV/0! | #DIV/0! | #DIV/0! | #DIV/0! | #DIV/0! | #DIV/0! | #DIV/0! | #DIV/0! | #DIV/0! | #DIV/0! | #DIV/0! | #DIV/0! | #DIV/0! | #DIV/0! | #DIV/0! | #DIV/0! | #DIV/0! | #DIV/0! | #DIV/0! | #DIV/0! | #DIV/0! | #DIV/0! | #DIV/0! | #DIV/0! | #DIV/0! | #DIV/0! | #DIV/0! | #DIV/0! | #DIV/0! | #DIV/0! | #DIV/0! | #DIV/0! | #DIV/0! | #DIV/0! | #DIV/0! | #DIV/0! | #DIV/0! | #DIV/0! | #DIV/0! | #DIV/0! | #DIV/0!
0 | 0 | 0 | 0 | 0 | 0 | #DIV/0! | #DIV/0! | #DIV/0! | #DIV/0! | #DIV/0! | #DIV/0! | #DIV/0! | #DIV/0! | #DIV/0! | #DIV/0! | #DIV/0! | #DIV/0! | #DIV/0! | #DIV/0! | #DIV/0! | #DIV/0! | #DIV/0! | #DIV/0! | #DIV/0! | #DIV/0! | #DIV/0! | #DIV/0! | #DIV/0! | #DIV/0! | #DIV/0! | #DIV/0! | #DIV/0! | #N/A | #N/A | #DIV/0! | #VALUE! | #N/A | #N/A | #N/A | #N/A | #N/A | #N/A | #VALUE! | #DIV/0! | #DIV/0! | #DIV/0! | #DIV/0! | #DIV/0! | #DIV/0! | #DIV/0! | #DIV/0! | #DIV/0! | #DIV/0! | #DIV/0! | #DIV/0! | #DIV/0! | #DIV/0! | #DIV/0! | #DIV/0! | #DIV/0! | #DIV/0! | #DIV/0! | #DIV/0! | #DIV/0! | #DIV/0! | #DIV/0! | #DIV/0! | #DIV/0! | #DIV/0! | #DIV/0! | #DIV/0! | #DIV/0! | #DIV/0! | #DIV/0! | #DIV/0! | #DIV/0! | #DIV/0! | #DIV/0! | #DIV/0! | #DIV/0! | #DIV/0! | #DIV/0! | #DIV/0! | #DIV/0! | #DIV/0! | #DIV/0! | #DIV/0! | #DIV/0! | #DIV/0! | #DIV/0! | #DIV/0! | #DIV/0! | #DIV/0! | #DIV/0! | #DIV/0! | #DIV/0! | #DIV/0! | #DIV/0! | #DIV/0! | #DIV/0! | #DIV/0! | #DIV/0! | #DIV/0!
0 | 0 | 0 | 0 | 0 | 0 | #DIV/0! | #DIV/0! | #DIV/0! | #DIV/0! | #DIV/0! | #DIV/0! | #DIV/0! | #DIV/0! | #DIV/0! | #DIV/0! | #DIV/0! | #DIV/0! | #DIV/0! | #DIV/0! | #DIV/0! | #DIV/0! | #DIV/0! | #DIV/0! | #DIV/0! | #DIV/0! | #DIV/0! | #DIV/0! | #DIV/0! | #DIV/0! | #DIV/0! | #DIV/0! | #DIV/0! | #N/A | #N/A | #DIV/0! | #VALUE! | #N/A | #N/A | #N/A | #N/A | #N/A | #N/A | #VALUE! | #DIV/0! | #DIV/0! | #DIV/0! | #DIV/0! | #DIV/0! | #DIV/0! | #DIV/0! | #DIV/0! | #DIV/0! | #DIV/0! | #DIV/0! | #DIV/0! | #DIV/0! | #DIV/0! | #DIV/0! | #DIV/0! | #DIV/0! | #DIV/0! | #DIV/0! | #DIV/0! | #DIV/0! | #DIV/0! | #DIV/0! | #DIV/0! | #DIV/0! | #DIV/0! | #DIV/0! | #DIV/0! | #DIV/0! | #DIV/0! | #DIV/0! | #DIV/0! | #DIV/0! | #DIV/0! | #DIV/0! | #DIV/0! | #DIV/0! | #DIV/0! | #DIV/0! | #DIV/0! | #DIV/0! | #DIV/0! | #DIV/0! | #DIV/0! | #DIV/0! | #DIV/0! | #DIV/0! | #DIV/0! | #DIV/0! | #DIV/0! | #DIV/0! | #DIV/0! | #DIV/0! | #DIV/0! | #DIV/0! | #DIV/0! | #DIV/0! | #DIV/0! | #DIV/0! | #DIV/0!
0 | 0 | 0 | 0 | 0 | 0 | #DIV/0! | #DIV/0! | #DIV/0! | #DIV/0! | #DIV/0! | #DIV/0! | #DIV/0! | #DIV/0! | #DIV/0! | #DIV/0! | #DIV/0! | #DIV/0! | #DIV/0! | #DIV/0! | #DIV/0! | #DIV/0! | #DIV/0! | #DIV/0! | #DIV/0! | #DIV/0! | #DIV/0! | #DIV/0! | #DIV/0! | #DIV/0! | #DIV/0! | #DIV/0! | #DIV/0! | #N/A | #N/A | #DIV/0! | #VALUE! | #N/A | #N/A | #N/A | #N/A | #N/A | #N/A | #VALUE! | #DIV/0! | #DIV/0! | #DIV/0! | #DIV/0! | #DIV/0! | #DIV/0! | #DIV/0! | #DIV/0! | #DIV/0! | #DIV/0! | #DIV/0! | #DIV/0! | #DIV/0! | #DIV/0! | #DIV/0! | #DIV/0! | #DIV/0! | #DIV/0! | #DIV/0! | #DIV/0! | #DIV/0! | #DIV/0! | #DIV/0! | #DIV/0! | #DIV/0! | #DIV/0! | #DIV/0! | #DIV/0! | #DIV/0! | #DIV/0! | #DIV/0! | #DIV/0! | #DIV/0! | #DIV/0! | #DIV/0! | #DIV/0! | #DIV/0! | #DIV/0! | #DIV/0! | #DIV/0! | #DIV/0! | #DIV/0! | #DIV/0! | #DIV/0! | #DIV/0! | #DIV/0! | #DIV/0! | #DIV/0! | #DIV/0! | #DIV/0! | #DIV/0! | #DIV/0! | #DIV/0! | #DIV/0! | #DIV/0! | #DIV/0! | #DIV/0! | #DIV/0! | #DIV/0! | #DIV/0!
0 | 0 | 0 | 0 | 0 | 0 | #DIV/0! | #DIV/0! | #DIV/0! | #DIV/0! | #DIV/0! | #DIV/0! | #DIV/0! | #DIV/0! | #DIV/0! | #DIV/0! | #DIV/0! | #DIV/0! | #DIV/0! | #DIV/0! | #DIV/0! | #DIV/0! | #DIV/0! | #DIV/0! | #DIV/0! | #DIV/0! | #DIV/0! | #DIV/0! | #DIV/0! | #DIV/0! | #DIV/0! | #DIV/0! | #DIV/0! | #N/A | #N/A | #DIV/0! | #VALUE! | #N/A | #N/A | #N/A | #N/A | #N/A | #N/A | #VALUE! | #DIV/0! | #DIV/0! | #DIV/0! | #DIV/0! | #DIV/0! | #DIV/0! | #DIV/0! | #DIV/0! | #DIV/0! | #DIV/0! | #DIV/0! | #DIV/0! | #DIV/0! | #DIV/0! | #DIV/0! | #DIV/0! | #DIV/0! | #DIV/0! | #DIV/0! | #DIV/0! | #DIV/0! | #DIV/0! | #DIV/0! | #DIV/0! | #DIV/0! | #DIV/0! | #DIV/0! | #DIV/0! | #DIV/0! | #DIV/0! | #DIV/0! | #DIV/0! | #DIV/0! | #DIV/0! | #DIV/0! | #DIV/0! | #DIV/0! | #DIV/0! | #DIV/0! | #DIV/0! | #DIV/0! | #DIV/0! | #DIV/0! | #DIV/0! | #DIV/0! | #DIV/0! | #DIV/0! | #DIV/0! | #DIV/0! | #DIV/0! | #DIV/0! | #DIV/0! | #DIV/0! | #DIV/0! | #DIV/0! | #DIV/0! | #DIV/0! | #DIV/0! | #DIV/0! | #DIV/0!
0 | 0 | 0 | 0 | 0 | 0 | #DIV/0! | #DIV/0! | #DIV/0! | #DIV/0! | #DIV/0! | #DIV/0! | #DIV/0! | #DIV/0! | #DIV/0! | #DIV/0! | #DIV/0! | #DIV/0! | #DIV/0! | #DIV/0! | #DIV/0! | #DIV/0! | #DIV/0! | #DIV/0! | #DIV/0! | #DIV/0! | #DIV/0! | #DIV/0! | #DIV/0! | #DIV/0! | #DIV/0! | #DIV/0! | #DIV/0! | #N/A | #N/A | #DIV/0! | #VALUE! | #N/A | #N/A | #N/A | #N/A | #N/A | #N/A | #VALUE! | #DIV/0! | #DIV/0! | #DIV/0! | #DIV/0! | #DIV/0! | #DIV/0! | #DIV/0! | #DIV/0! | #DIV/0! | #DIV/0! | #DIV/0! | #DIV/0! | #DIV/0! | #DIV/0! | #DIV/0! | #DIV/0! | #DIV/0! | #DIV/0! | #DIV/0! | #DIV/0! | #DIV/0! | #DIV/0! | #DIV/0! | #DIV/0! | #DIV/0! | #DIV/0! | #DIV/0! | #DIV/0! | #DIV/0! | #DIV/0! | #DIV/0! | #DIV/0! | #DIV/0! | #DIV/0! | #DIV/0! | #DIV/0! | #DIV/0! | #DIV/0! | #DIV/0! | #DIV/0! | #DIV/0! | #DIV/0! | #DIV/0! | #DIV/0! | #DIV/0! | #DIV/0! | #DIV/0! | #DIV/0! | #DIV/0! | #DIV/0! | #DIV/0! | #DIV/0! | #DIV/0! | #DIV/0! | #DIV/0! | #DIV/0! | #DIV/0! | #DIV/0! | #DIV/0! | #DIV/0!
0 | 0 | 0 | 0 | 0 | 0 | #DIV/0! | #DIV/0! | #DIV/0! | #DIV/0! | #DIV/0! | #DIV/0! | #DIV/0! | #DIV/0! | #DIV/0! | #DIV/0! | #DIV/0! | #DIV/0! | #DIV/0! | #DIV/0! | #DIV/0! | #DIV/0! | #DIV/0! | #DIV/0! | #DIV/0! | #DIV/0! | #DIV/0! | #DIV/0! | #DIV/0! | #DIV/0! | #DIV/0! | #DIV/0! | #DIV/0! | #N/A | #N/A | #DIV/0! | #VALUE! | #N/A | #N/A | #N/A | #N/A | #N/A | #N/A | #VALUE! | #DIV/0! | #DIV/0! | #DIV/0! | #DIV/0! | #DIV/0! | #DIV/0! | #DIV/0! | #DIV/0! | #DIV/0! | #DIV/0! | #DIV/0! | #DIV/0! | #DIV/0! | #DIV/0! | #DIV/0! | #DIV/0! | #DIV/0! | #DIV/0! | #DIV/0! | #DIV/0! | #DIV/0! | #DIV/0! | #DIV/0! | #DIV/0! | #DIV/0! | #DIV/0! | #DIV/0! | #DIV/0! | #DIV/0! | #DIV/0! | #DIV/0! | #DIV/0! | #DIV/0! | #DIV/0! | #DIV/0! | #DIV/0! | #DIV/0! | #DIV/0! | #DIV/0! | #DIV/0! | #DIV/0! | #DIV/0! | #DIV/0! | #DIV/0! | #DIV/0! | #DIV/0! | #DIV/0! | #DIV/0! | #DIV/0! | #DIV/0! | #DIV/0! | #DIV/0! | #DIV/0! | #DIV/0! | #DIV/0! | #DIV/0! | #DIV/0! | #DIV/0! | #DIV/0! | #DIV/0!
0 | 0 | 0 | 0 | 0 | 0 | #DIV/0! | #DIV/0! | #DIV/0! | #DIV/0! | #DIV/0! | #DIV/0! | #DIV/0! | #DIV/0! | #DIV/0! | #DIV/0! | #DIV/0! | #DIV/0! | #DIV/0! | #DIV/0! | #DIV/0! | #DIV/0! | #DIV/0! | #DIV/0! | #DIV/0! | #DIV/0! | #DIV/0! | #DIV/0! | #DIV/0! | #DIV/0! | #DIV/0! | #DIV/0! | #DIV/0! | #N/A | #N/A | #DIV/0! | #VALUE! | #N/A | #N/A | #N/A | #N/A | #N/A | #N/A | #VALUE! | #DIV/0! | #DIV/0! | #DIV/0! | #DIV/0! | #DIV/0! | #DIV/0! | #DIV/0! | #DIV/0! | #DIV/0! | #DIV/0! | #DIV/0! | #DIV/0! | #DIV/0! | #DIV/0! | #DIV/0! | #DIV/0! | #DIV/0! | #DIV/0! | #DIV/0! | #DIV/0! | #DIV/0! | #DIV/0! | #DIV/0! | #DIV/0! | #DIV/0! | #DIV/0! | #DIV/0! | #DIV/0! | #DIV/0! | #DIV/0! | #DIV/0! | #DIV/0! | #DIV/0! | #DIV/0! | #DIV/0! | #DIV/0! | #DIV/0! | #DIV/0! | #DIV/0! | #DIV/0! | #DIV/0! | #DIV/0! | #DIV/0! | #DIV/0! | #DIV/0! | #DIV/0! | #DIV/0! | #DIV/0! | #DIV/0! | #DIV/0! | #DIV/0! | #DIV/0! | #DIV/0! | #DIV/0! | #DIV/0! | #DIV/0! | #DIV/0! | #DIV/0! | #DIV/0! | #DIV/0!
0 | 0 | 0 | 0 | 0 | 0 | #DIV/0! | #DIV/0! | #DIV/0! | #DIV/0! | #DIV/0! | #DIV/0! | #DIV/0! | #DIV/0! | #DIV/0! | #DIV/0! | #DIV/0! | #DIV/0! | #DIV/0! | #DIV/0! | #DIV/0! | #DIV/0! | #DIV/0! | #DIV/0! | #DIV/0! | #DIV/0! | #DIV/0! | #DIV/0! | #DIV/0! | #DIV/0! | #DIV/0! | #DIV/0! | #DIV/0! | #N/A | #N/A | #DIV/0! | #VALUE! | #N/A | #N/A | #N/A | #N/A | #N/A | #N/A | #VALUE! | #DIV/0! | #DIV/0! | #DIV/0! | #DIV/0! | #DIV/0! | #DIV/0! | #DIV/0! | #DIV/0! | #DIV/0! | #DIV/0! | #DIV/0! | #DIV/0! | #DIV/0! | #DIV/0! | #DIV/0! | #DIV/0! | #DIV/0! | #DIV/0! | #DIV/0! | #DIV/0! | #DIV/0! | #DIV/0! | #DIV/0! | #DIV/0! | #DIV/0! | #DIV/0! | #DIV/0! | #DIV/0! | #DIV/0! | #DIV/0! | #DIV/0! | #DIV/0! | #DIV/0! | #DIV/0! | #DIV/0! | #DIV/0! | #DIV/0! | #DIV/0! | #DIV/0! | #DIV/0! | #DIV/0! | #DIV/0! | #DIV/0! | #DIV/0! | #DIV/0! | #DIV/0! | #DIV/0! | #DIV/0! | #DIV/0! | #DIV/0! | #DIV/0! | #DIV/0! | #DIV/0! | #DIV/0! | #DIV/0! | #DIV/0! | #DIV/0! | #DIV/0! | #DIV/0! | #DIV/0!
0 | 0 | 0 | 0 | 0 | 0 | #DIV/0! | #DIV/0! | #DIV/0! | #DIV/0! | #DIV/0! | #DIV/0! | #DIV/0! | #DIV/0! | #DIV/0! | #DIV/0! | #DIV/0! | #DIV/0! | #DIV/0! | #DIV/0! | #DIV/0! | #DIV/0! | #DIV/0! | #DIV/0! | #DIV/0! | #DIV/0! | #DIV/0! | #DIV/0! | #DIV/0! | #DIV/0! | #DIV/0! | #DIV/0! | #DIV/0! | #N/A | #N/A | #DIV/0! | #VALUE! | #N/A | #N/A | #N/A | #N/A | #N/A | #N/A | #VALUE! | #DIV/0! | #DIV/0! | #DIV/0! | #DIV/0! | #DIV/0! | #DIV/0! | #DIV/0! | #DIV/0! | #DIV/0! | #DIV/0! | #DIV/0! | #DIV/0! | #DIV/0! | #DIV/0! | #DIV/0! | #DIV/0! | #DIV/0! | #DIV/0! | #DIV/0! | #DIV/0! | #DIV/0! | #DIV/0! | #DIV/0! | #DIV/0! | #DIV/0! | #DIV/0! | #DIV/0! | #DIV/0! | #DIV/0! | #DIV/0! | #DIV/0! | #DIV/0! | #DIV/0! | #DIV/0! | #DIV/0! | #DIV/0! | #DIV/0! | #DIV/0! | #DIV/0! | #DIV/0! | #DIV/0! | #DIV/0! | #DIV/0! | #DIV/0! | #DIV/0! | #DIV/0! | #DIV/0! | #DIV/0! | #DIV/0! | #DIV/0! | #DIV/0! | #DIV/0! | #DIV/0! | #DIV/0! | #DIV/0! | #DIV/0! | #DIV/0! | #DIV/0! | #DIV/0! | #DIV/0!
0 | 0 | 0 | 0 | 0 | 0 | #DIV/0! | #DIV/0! | #DIV/0! | #DIV/0! | #DIV/0! | #DIV/0! | #DIV/0! | #DIV/0! | #DIV/0! | #DIV/0! | #DIV/0! | #DIV/0! | #DIV/0! | #DIV/0! | #DIV/0! | #DIV/0! | #DIV/0! | #DIV/0! | #DIV/0! | #DIV/0! | #DIV/0! | #DIV/0! | #DIV/0! | #DIV/0! | #DIV/0! | #DIV/0! | #DIV/0! | #N/A | #N/A | #DIV/0! | #VALUE! | #N/A | #N/A | #N/A | #N/A | #N/A | #N/A | #VALUE! | #DIV/0! | #DIV/0! | #DIV/0! | #DIV/0! | #DIV/0! | #DIV/0! | #DIV/0! | #DIV/0! | #DIV/0! | #DIV/0! | #DIV/0! | #DIV/0! | #DIV/0! | #DIV/0! | #DIV/0! | #DIV/0! | #DIV/0! | #DIV/0! | #DIV/0! | #DIV/0! | #DIV/0! | #DIV/0! | #DIV/0! | #DIV/0! | #DIV/0! | #DIV/0! | #DIV/0! | #DIV/0! | #DIV/0! | #DIV/0! | #DIV/0! | #DIV/0! | #DIV/0! | #DIV/0! | #DIV/0! | #DIV/0! | #DIV/0! | #DIV/0! | #DIV/0! | #DIV/0! | #DIV/0! | #DIV/0! | #DIV/0! | #DIV/0! | #DIV/0! | #DIV/0! | #DIV/0! | #DIV/0! | #DIV/0! | #DIV/0! | #DIV/0! | #DIV/0! | #DIV/0! | #DIV/0! | #DIV/0! | #DIV/0! | #DIV/0! | #DIV/0! | #DIV/0! | #DIV/0!
0 | 0 | 0 | 0 | 0 | 0 | #DIV/0! | #DIV/0! | #DIV/0! | #DIV/0! | #DIV/0! | #DIV/0! | #DIV/0! | #DIV/0! | #DIV/0! | #DIV/0! | #DIV/0! | #DIV/0! | #DIV/0! | #DIV/0! | #DIV/0! | #DIV/0! | #DIV/0! | #DIV/0! | #DIV/0! | #DIV/0! | #DIV/0! | #DIV/0! | #DIV/0! | #DIV/0! | #DIV/0! | #DIV/0! | #DIV/0! | #N/A | #N/A | #DIV/0! | #VALUE! | #N/A | #N/A | #N/A | #N/A | #N/A | #N/A | #VALUE! | #DIV/0! | #DIV/0! | #DIV/0! | #DIV/0! | #DIV/0! | #DIV/0! | #DIV/0! | #DIV/0! | #DIV/0! | #DIV/0! | #DIV/0! | #DIV/0! | #DIV/0! | #DIV/0! | #DIV/0! | #DIV/0! | #DIV/0! | #DIV/0! | #DIV/0! | #DIV/0! | #DIV/0! | #DIV/0! | #DIV/0! | #DIV/0! | #DIV/0! | #DIV/0! | #DIV/0! | #DIV/0! | #DIV/0! | #DIV/0! | #DIV/0! | #DIV/0! | #DIV/0! | #DIV/0! | #DIV/0! | #DIV/0! | #DIV/0! | #DIV/0! | #DIV/0! | #DIV/0! | #DIV/0! | #DIV/0! | #DIV/0! | #DIV/0! | #DIV/0! | #DIV/0! | #DIV/0! | #DIV/0! | #DIV/0! | #DIV/0! | #DIV/0! | #DIV/0! | #DIV/0! | #DIV/0! | #DIV/0! | #DIV/0! | #DIV/0! | #DIV/0! | #DIV/0! | #DIV/0!
0 | 0 | 0 | 0 | 0 | 0 | #DIV/0! | #DIV/0! | #DIV/0! | #DIV/0! | #DIV/0! | #DIV/0! | #DIV/0! | #DIV/0! | #DIV/0! | #DIV/0! | #DIV/0! | #DIV/0! | #DIV/0! | #DIV/0! | #DIV/0! | #DIV/0! | #DIV/0! | #DIV/0! | #DIV/0! | #DIV/0! | #DIV/0! | #DIV/0! | #DIV/0! | #DIV/0! | #DIV/0! | #DIV/0! | #DIV/0! | #N/A | #N/A | #DIV/0! | #VALUE! | #N/A | #N/A | #N/A | #N/A | #N/A | #N/A | #VALUE! | #DIV/0! | #DIV/0! | #DIV/0! | #DIV/0! | #DIV/0! | #DIV/0! | #DIV/0! | #DIV/0! | #DIV/0! | #DIV/0! | #DIV/0! | #DIV/0! | #DIV/0! | #DIV/0! | #DIV/0! | #DIV/0! | #DIV/0! | #DIV/0! | #DIV/0! | #DIV/0! | #DIV/0! | #DIV/0! | #DIV/0! | #DIV/0! | #DIV/0! | #DIV/0! | #DIV/0! | #DIV/0! | #DIV/0! | #DIV/0! | #DIV/0! | #DIV/0! | #DIV/0! | #DIV/0! | #DIV/0! | #DIV/0! | #DIV/0! | #DIV/0! | #DIV/0! | #DIV/0! | #DIV/0! | #DIV/0! | #DIV/0! | #DIV/0! | #DIV/0! | #DIV/0! | #DIV/0! | #DIV/0! | #DIV/0! | #DIV/0! | #DIV/0! | #DIV/0! | #DIV/0! | #DIV/0! | #DIV/0! | #DIV/0! | #DIV/0! | #DIV/0! | #DIV/0! | #DIV/0!
0 | 0 | 0 | 0 | 0 | 0 | #DIV/0! | #DIV/0! | #DIV/0! | #DIV/0! | #DIV/0! | #DIV/0! | #DIV/0! | #DIV/0! | #DIV/0! | #DIV/0! | #DIV/0! | #DIV/0! | #DIV/0! | #DIV/0! | #DIV/0! | #DIV/0! | #DIV/0! | #DIV/0! | #DIV/0! | #DIV/0! | #DIV/0! | #DIV/0! | #DIV/0! | #DIV/0! | #DIV/0! | #DIV/0! | #DIV/0! | #N/A | #N/A | #DIV/0! | #VALUE! | #N/A | #N/A | #N/A | #N/A | #N/A | #N/A | #VALUE! | #DIV/0! | #DIV/0! | #DIV/0! | #DIV/0! | #DIV/0! | #DIV/0! | #DIV/0! | #DIV/0! | #DIV/0! | #DIV/0! | #DIV/0! | #DIV/0! | #DIV/0! | #DIV/0! | #DIV/0! | #DIV/0! | #DIV/0! | #DIV/0! | #DIV/0! | #DIV/0! | #DIV/0! | #DIV/0! | #DIV/0! | #DIV/0! | #DIV/0! | #DIV/0! | #DIV/0! | #DIV/0! | #DIV/0! | #DIV/0! | #DIV/0! | #DIV/0! | #DIV/0! | #DIV/0! | #DIV/0! | #DIV/0! | #DIV/0! | #DIV/0! | #DIV/0! | #DIV/0! | #DIV/0! | #DIV/0! | #DIV/0! | #DIV/0! | #DIV/0! | #DIV/0! | #DIV/0! | #DIV/0! | #DIV/0! | #DIV/0! | #DIV/0! | #DIV/0! | #DIV/0! | #DIV/0! | #DIV/0! | #DIV/0! | #DIV/0! | #DIV/0! | #DIV/0! | #DIV/0!
0 | 0 | 0 | 0 | 0 | 0 | #DIV/0! | #DIV/0! | #DIV/0! | #DIV/0! | #DIV/0! | #DIV/0! | #DIV/0! | #DIV/0! | #DIV/0! | #DIV/0! | #DIV/0! | #DIV/0! | #DIV/0! | #DIV/0! | #DIV/0! | #DIV/0! | #DIV/0! | #DIV/0! | #DIV/0! | #DIV/0! | #DIV/0! | #DIV/0! | #DIV/0! | #DIV/0! | #DIV/0! | #DIV/0! | #DIV/0! | #N/A | #N/A | #DIV/0! | #VALUE! | #N/A | #N/A | #N/A | #N/A | #N/A | #N/A | #VALUE! | #DIV/0! | #DIV/0! | #DIV/0! | #DIV/0! | #DIV/0! | #DIV/0! | #DIV/0! | #DIV/0! | #DIV/0! | #DIV/0! | #DIV/0! | #DIV/0! | #DIV/0! | #DIV/0! | #DIV/0! | #DIV/0! | #DIV/0! | #DIV/0! | #DIV/0! | #DIV/0! | #DIV/0! | #DIV/0! | #DIV/0! | #DIV/0! | #DIV/0! | #DIV/0! | #DIV/0! | #DIV/0! | #DIV/0! | #DIV/0! | #DIV/0! | #DIV/0! | #DIV/0! | #DIV/0! | #DIV/0! | #DIV/0! | #DIV/0! | #DIV/0! | #DIV/0! | #DIV/0! | #DIV/0! | #DIV/0! | #DIV/0! | #DIV/0! | #DIV/0! | #DIV/0! | #DIV/0! | #DIV/0! | #DIV/0! | #DIV/0! | #DIV/0! | #DIV/0! | #DIV/0! | #DIV/0! | #DIV/0! | #DIV/0! | #DIV/0! | #DIV/0! | #DIV/0! | #DIV/0!
0 | 0 | 0 | 0 | 0 | 0 | #DIV/0! | #DIV/0! | #DIV/0! | #DIV/0! | #DIV/0! | #DIV/0! | #DIV/0! | #DIV/0! | #DIV/0! | #DIV/0! | #DIV/0! | #DIV/0! | #DIV/0! | #DIV/0! | #DIV/0! | #DIV/0! | #DIV/0! | #DIV/0! | #DIV/0! | #DIV/0! | #DIV/0! | #DIV/0! | #DIV/0! | #DIV/0! | #DIV/0! | #DIV/0! | #DIV/0! | #N/A | #N/A | #DIV/0! | #VALUE! | #N/A | #N/A | #N/A | #N/A | #N/A | #N/A | #VALUE! | #DIV/0! | #DIV/0! | #DIV/0! | #DIV/0! | #DIV/0! | #DIV/0! | #DIV/0! | #DIV/0! | #DIV/0! | #DIV/0! | #DIV/0! | #DIV/0! | #DIV/0! | #DIV/0! | #DIV/0! | #DIV/0! | #DIV/0! | #DIV/0! | #DIV/0! | #DIV/0! | #DIV/0! | #DIV/0! | #DIV/0! | #DIV/0! | #DIV/0! | #DIV/0! | #DIV/0! | #DIV/0! | #DIV/0! | #DIV/0! | #DIV/0! | #DIV/0! | #DIV/0! | #DIV/0! | #DIV/0! | #DIV/0! | #DIV/0! | #DIV/0! | #DIV/0! | #DIV/0! | #DIV/0! | #DIV/0! | #DIV/0! | #DIV/0! | #DIV/0! | #DIV/0! | #DIV/0! | #DIV/0! | #DIV/0! | #DIV/0! | #DIV/0! | #DIV/0! | #DIV/0! | #DIV/0! | #DIV/0! | #DIV/0! | #DIV/0! | #DIV/0! | #DIV/0! | #DIV/0!
0 | 0 | 0 | 0 | 0 | 0 | #DIV/0! | #DIV/0! | #DIV/0! | #DIV/0! | #DIV/0! | #DIV/0! | #DIV/0! | #DIV/0! | #DIV/0! | #DIV/0! | #DIV/0! | #DIV/0! | #DIV/0! | #DIV/0! | #DIV/0! | #DIV/0! | #DIV/0! | #DIV/0! | #DIV/0! | #DIV/0! | #DIV/0! | #DIV/0! | #DIV/0! | #DIV/0! | #DIV/0! | #DIV/0! | #DIV/0! | #N/A | #N/A | #DIV/0! | #VALUE! | #N/A | #N/A | #N/A | #N/A | #N/A | #N/A | #VALUE! | #DIV/0! | #DIV/0! | #DIV/0! | #DIV/0! | #DIV/0! | #DIV/0! | #DIV/0! | #DIV/0! | #DIV/0! | #DIV/0! | #DIV/0! | #DIV/0! | #DIV/0! | #DIV/0! | #DIV/0! | #DIV/0! | #DIV/0! | #DIV/0! | #DIV/0! | #DIV/0! | #DIV/0! | #DIV/0! | #DIV/0! | #DIV/0! | #DIV/0! | #DIV/0! | #DIV/0! | #DIV/0! | #DIV/0! | #DIV/0! | #DIV/0! | #DIV/0! | #DIV/0! | #DIV/0! | #DIV/0! | #DIV/0! | #DIV/0! | #DIV/0! | #DIV/0! | #DIV/0! | #DIV/0! | #DIV/0! | #DIV/0! | #DIV/0! | #DIV/0! | #DIV/0! | #DIV/0! | #DIV/0! | #DIV/0! | #DIV/0! | #DIV/0! | #DIV/0! | #DIV/0! | #DIV/0! | #DIV/0! | #DIV/0! | #DIV/0! | #DIV/0! | #DIV/0! | #DIV/0!
0 | 0 | 0 | 0 | 0 | 0 | #DIV/0! | #DIV/0! | #DIV/0! | #DIV/0! | #DIV/0! | #DIV/0! | #DIV/0! | #DIV/0! | #DIV/0! | #DIV/0! | #DIV/0! | #DIV/0! | #DIV/0! | #DIV/0! | #DIV/0! | #DIV/0! | #DIV/0! | #DIV/0! | #DIV/0! | #DIV/0! | #DIV/0! | #DIV/0! | #DIV/0! | #DIV/0! | #DIV/0! | #DIV/0! | #DIV/0! | #N/A | #N/A | #DIV/0! | #VALUE! | #N/A | #N/A | #N/A | #N/A | #N/A | #N/A | #VALUE! | #DIV/0! | #DIV/0! | #DIV/0! | #DIV/0! | #DIV/0! | #DIV/0! | #DIV/0! | #DIV/0! | #DIV/0! | #DIV/0! | #DIV/0! | #DIV/0! | #DIV/0! | #DIV/0! | #DIV/0! | #DIV/0! | #DIV/0! | #DIV/0! | #DIV/0! | #DIV/0! | #DIV/0! | #DIV/0! | #DIV/0! | #DIV/0! | #DIV/0! | #DIV/0! | #DIV/0! | #DIV/0! | #DIV/0! | #DIV/0! | #DIV/0! | #DIV/0! | #DIV/0! | #DIV/0! | #DIV/0! | #DIV/0! | #DIV/0! | #DIV/0! | #DIV/0! | #DIV/0! | #DIV/0! | #DIV/0! | #DIV/0! | #DIV/0! | #DIV/0! | #DIV/0! | #DIV/0! | #DIV/0! | #DIV/0! | #DIV/0! | #DIV/0! | #DIV/0! | #DIV/0! | #DIV/0! | #DIV/0! | #DIV/0! | #DIV/0! | #DIV/0! | #DIV/0! | #DIV/0!
0 | 0 | 0 | 0 | 0 | 0 | #DIV/0! | #DIV/0! | #DIV/0! | #DIV/0! | #DIV/0! | #DIV/0! | #DIV/0! | #DIV/0! | #DIV/0! | #DIV/0! | #DIV/0! | #DIV/0! | #DIV/0! | #DIV/0! | #DIV/0! | #DIV/0! | #DIV/0! | #DIV/0! | #DIV/0! | #DIV/0! | #DIV/0! | #DIV/0! | #DIV/0! | #DIV/0! | #DIV/0! | #DIV/0! | #DIV/0! | #N/A | #N/A | #DIV/0! | #VALUE! | #N/A | #N/A | #N/A | #N/A | #N/A | #N/A | #VALUE! | #DIV/0! | #DIV/0! | #DIV/0! | #DIV/0! | #DIV/0! | #DIV/0! | #DIV/0! | #DIV/0! | #DIV/0! | #DIV/0! | #DIV/0! | #DIV/0! | #DIV/0! | #DIV/0! | #DIV/0! | #DIV/0! | #DIV/0! | #DIV/0! | #DIV/0! | #DIV/0! | #DIV/0! | #DIV/0! | #DIV/0! | #DIV/0! | #DIV/0! | #DIV/0! | #DIV/0! | #DIV/0! | #DIV/0! | #DIV/0! | #DIV/0! | #DIV/0! | #DIV/0! | #DIV/0! | #DIV/0! | #DIV/0! | #DIV/0! | #DIV/0! | #DIV/0! | #DIV/0! | #DIV/0! | #DIV/0! | #DIV/0! | #DIV/0! | #DIV/0! | #DIV/0! | #DIV/0! | #DIV/0! | #DIV/0! | #DIV/0! | #DIV/0! | #DIV/0! | #DIV/0! | #DIV/0! | #DIV/0! | #DIV/0! | #DIV/0! | #DIV/0! | #DIV/0! | #DIV/0!
0 | 0 | 0 | 0 | 0 | 0 | #DIV/0! | #DIV/0! | #DIV/0! | #DIV/0! | #DIV/0! | #DIV/0! | #DIV/0! | #DIV/0! | #DIV/0! | #DIV/0! | #DIV/0! | #DIV/0! | #DIV/0! | #DIV/0! | #DIV/0! | #DIV/0! | #DIV/0! | #DIV/0! | #DIV/0! | #DIV/0! | #DIV/0! | #DIV/0! | #DIV/0! | #DIV/0! | #DIV/0! | #DIV/0! | #DIV/0! | #N/A | #N/A | #DIV/0! | #VALUE! | #N/A | #N/A | #N/A | #N/A | #N/A | #N/A | #VALUE! | #DIV/0! | #DIV/0! | #DIV/0! | #DIV/0! | #DIV/0! | #DIV/0! | #DIV/0! | #DIV/0! | #DIV/0! | #DIV/0! | #DIV/0! | #DIV/0! | #DIV/0! | #DIV/0! | #DIV/0! | #DIV/0! | #DIV/0! | #DIV/0! | #DIV/0! | #DIV/0! | #DIV/0! | #DIV/0! | #DIV/0! | #DIV/0! | #DIV/0! | #DIV/0! | #DIV/0! | #DIV/0! | #DIV/0! | #DIV/0! | #DIV/0! | #DIV/0! | #DIV/0! | #DIV/0! | #DIV/0! | #DIV/0! | #DIV/0! | #DIV/0! | #DIV/0! | #DIV/0! | #DIV/0! | #DIV/0! | #DIV/0! | #DIV/0! | #DIV/0! | #DIV/0! | #DIV/0! | #DIV/0! | #DIV/0! | #DIV/0! | #DIV/0! | #DIV/0! | #DIV/0! | #DIV/0! | #DIV/0! | #DIV/0! | #DIV/0! | #DIV/0! | #DIV/0! | #DIV/0!
0 | 0 | 0 | 0 | 0 | 0 | #DIV/0! | #DIV/0! | #DIV/0! | #DIV/0! | #DIV/0! | #DIV/0! | #DIV/0! | #DIV/0! | #DIV/0! | #DIV/0! | #DIV/0! | #DIV/0! | #DIV/0! | #DIV/0! | #DIV/0! | #DIV/0! | #DIV/0! | #DIV/0! | #DIV/0! | #DIV/0! | #DIV/0! | #DIV/0! | #DIV/0! | #DIV/0! | #DIV/0! | #DIV/0! | #DIV/0! | #N/A | #N/A | #DIV/0! | #VALUE! | #N/A | #N/A | #N/A | #N/A | #N/A | #N/A | #VALUE! | #DIV/0! | #DIV/0! | #DIV/0! | #DIV/0! | #DIV/0! | #DIV/0! | #DIV/0! | #DIV/0! | #DIV/0! | #DIV/0! | #DIV/0! | #DIV/0! | #DIV/0! | #DIV/0! | #DIV/0! | #DIV/0! | #DIV/0! | #DIV/0! | #DIV/0! | #DIV/0! | #DIV/0! | #DIV/0! | #DIV/0! | #DIV/0! | #DIV/0! | #DIV/0! | #DIV/0! | #DIV/0! | #DIV/0! | #DIV/0! | #DIV/0! | #DIV/0! | #DIV/0! | #DIV/0! | #DIV/0! | #DIV/0! | #DIV/0! | #DIV/0! | #DIV/0! | #DIV/0! | #DIV/0! | #DIV/0! | #DIV/0! | #DIV/0! | #DIV/0! | #DIV/0! | #DIV/0! | #DIV/0! | #DIV/0! | #DIV/0! | #DIV/0! | #DIV/0! | #DIV/0! | #DIV/0! | #DIV/0! | #DIV/0! | #DIV/0! | #DIV/0! | #DIV/0! | #DIV/0!
0 | 0 | 0 | 0 | 0 | 0 | #DIV/0! | #DIV/0! | #DIV/0! | #DIV/0! | #DIV/0! | #DIV/0! | #DIV/0! | #DIV/0! | #DIV/0! | #DIV/0! | #DIV/0! | #DIV/0! | #DIV/0! | #DIV/0! | #DIV/0! | #DIV/0! | #DIV/0! | #DIV/0! | #DIV/0! | #DIV/0! | #DIV/0! | #DIV/0! | #DIV/0! | #DIV/0! | #DIV/0! | #DIV/0! | #DIV/0! | #N/A | #N/A | #DIV/0! | #VALUE! | #N/A | #N/A | #N/A | #N/A | #N/A | #N/A | #VALUE! | #DIV/0! | #DIV/0! | #DIV/0! | #DIV/0! | #DIV/0! | #DIV/0! | #DIV/0! | #DIV/0! | #DIV/0! | #DIV/0! | #DIV/0! | #DIV/0! | #DIV/0! | #DIV/0! | #DIV/0! | #DIV/0! | #DIV/0! | #DIV/0! | #DIV/0! | #DIV/0! | #DIV/0! | #DIV/0! | #DIV/0! | #DIV/0! | #DIV/0! | #DIV/0! | #DIV/0! | #DIV/0! | #DIV/0! | #DIV/0! | #DIV/0! | #DIV/0! | #DIV/0! | #DIV/0! | #DIV/0! | #DIV/0! | #DIV/0! | #DIV/0! | #DIV/0! | #DIV/0! | #DIV/0! | #DIV/0! | #DIV/0! | #DIV/0! | #DIV/0! | #DIV/0! | #DIV/0! | #DIV/0! | #DIV/0! | #DIV/0! | #DIV/0! | #DIV/0! | #DIV/0! | #DIV/0! | #DIV/0! | #DIV/0! | #DIV/0! | #DIV/0! | #DIV/0! | #DIV/0!
0 | 0 | 0 | 0 | 0 | 0 | #DIV/0! | #DIV/0! | #DIV/0! | #DIV/0! | #DIV/0! | #DIV/0! | #DIV/0! | #DIV/0! | #DIV/0! | #DIV/0! | #DIV/0! | #DIV/0! | #DIV/0! | #DIV/0! | #DIV/0! | #DIV/0! | #DIV/0! | #DIV/0! | #DIV/0! | #DIV/0! | #DIV/0! | #DIV/0! | #DIV/0! | #DIV/0! | #DIV/0! | #DIV/0! | #DIV/0! | #N/A | #N/A | #DIV/0! | #VALUE! | #N/A | #N/A | #N/A | #N/A | #N/A | #N/A | #VALUE! | #DIV/0! | #DIV/0! | #DIV/0! | #DIV/0! | #DIV/0! | #DIV/0! | #DIV/0! | #DIV/0! | #DIV/0! | #DIV/0! | #DIV/0! | #DIV/0! | #DIV/0! | #DIV/0! | #DIV/0! | #DIV/0! | #DIV/0! | #DIV/0! | #DIV/0! | #DIV/0! | #DIV/0! | #DIV/0! | #DIV/0! | #DIV/0! | #DIV/0! | #DIV/0! | #DIV/0! | #DIV/0! | #DIV/0! | #DIV/0! | #DIV/0! | #DIV/0! | #DIV/0! | #DIV/0! | #DIV/0! | #DIV/0! | #DIV/0! | #DIV/0! | #DIV/0! | #DIV/0! | #DIV/0! | #DIV/0! | #DIV/0! | #DIV/0! | #DIV/0! | #DIV/0! | #DIV/0! | #DIV/0! | #DIV/0! | #DIV/0! | #DIV/0! | #DIV/0! | #DIV/0! | #DIV/0! | #DIV/0! | #DIV/0! | #DIV/0! | #DIV/0! | #DIV/0! | #DIV/0!
0 | 0 | 0 | 0 | 0 | 0 | #DIV/0! | #DIV/0! | #DIV/0! | #DIV/0! | #DIV/0! | #DIV/0! | #DIV/0! | #DIV/0! | #DIV/0! | #DIV/0! | #DIV/0! | #DIV/0! | #DIV/0! | #DIV/0! | #DIV/0! | #DIV/0! | #DIV/0! | #DIV/0! | #DIV/0! | #DIV/0! | #DIV/0! | #DIV/0! | #DIV/0! | #DIV/0! | #DIV/0! | #DIV/0! | #DIV/0! | #N/A | #N/A | #DIV/0! | #VALUE! | #N/A | #N/A | #N/A | #N/A | #N/A | #N/A | #VALUE! | #DIV/0! | #DIV/0! | #DIV/0! | #DIV/0! | #DIV/0! | #DIV/0! | #DIV/0! | #DIV/0! | #DIV/0! | #DIV/0! | #DIV/0! | #DIV/0! | #DIV/0! | #DIV/0! | #DIV/0! | #DIV/0! | #DIV/0! | #DIV/0! | #DIV/0! | #DIV/0! | #DIV/0! | #DIV/0! | #DIV/0! | #DIV/0! | #DIV/0! | #DIV/0! | #DIV/0! | #DIV/0! | #DIV/0! | #DIV/0! | #DIV/0! | #DIV/0! | #DIV/0! | #DIV/0! | #DIV/0! | #DIV/0! | #DIV/0! | #DIV/0! | #DIV/0! | #DIV/0! | #DIV/0! | #DIV/0! | #DIV/0! | #DIV/0! | #DIV/0! | #DIV/0! | #DIV/0! | #DIV/0! | #DIV/0! | #DIV/0! | #DIV/0! | #DIV/0! | #DIV/0! | #DIV/0! | #DIV/0! | #DIV/0! | #DIV/0! | #DIV/0! | #DIV/0! | #DIV/0!
0 | 0 | 0 | 0 | 0 | 0 | #DIV/0! | #DIV/0! | #DIV/0! | #DIV/0! | #DIV/0! | #DIV/0! | #DIV/0! | #DIV/0! | #DIV/0! | #DIV/0! | #DIV/0! | #DIV/0! | #DIV/0! | #DIV/0! | #DIV/0! | #DIV/0! | #DIV/0! | #DIV/0! | #DIV/0! | #DIV/0! | #DIV/0! | #DIV/0! | #DIV/0! | #DIV/0! | #DIV/0! | #DIV/0! | #DIV/0! | #N/A | #N/A | #DIV/0! | #VALUE! | #N/A | #N/A | #N/A | #N/A | #N/A | #N/A | #VALUE! | #DIV/0! | #DIV/0! | #DIV/0! | #DIV/0! | #DIV/0! | #DIV/0! | #DIV/0! | #DIV/0! | #DIV/0! | #DIV/0! | #DIV/0! | #DIV/0! | #DIV/0! | #DIV/0! | #DIV/0! | #DIV/0! | #DIV/0! | #DIV/0! | #DIV/0! | #DIV/0! | #DIV/0! | #DIV/0! | #DIV/0! | #DIV/0! | #DIV/0! | #DIV/0! | #DIV/0! | #DIV/0! | #DIV/0! | #DIV/0! | #DIV/0! | #DIV/0! | #DIV/0! | #DIV/0! | #DIV/0! | #DIV/0! | #DIV/0! | #DIV/0! | #DIV/0! | #DIV/0! | #DIV/0! | #DIV/0! | #DIV/0! | #DIV/0! | #DIV/0! | #DIV/0! | #DIV/0! | #DIV/0! | #DIV/0! | #DIV/0! | #DIV/0! | #DIV/0! | #DIV/0! | #DIV/0! | #DIV/0! | #DIV/0! | #DIV/0! | #DIV/0! | #DIV/0! | #DIV/0!
0 | 0 | 0 | 0 | 0 | 0 | #DIV/0! | #DIV/0! | #DIV/0! | #DIV/0! | #DIV/0! | #DIV/0! | #DIV/0! | #DIV/0! | #DIV/0! | #DIV/0! | #DIV/0! | #DIV/0! | #DIV/0! | #DIV/0! | #DIV/0! | #DIV/0! | #DIV/0! | #DIV/0! | #DIV/0! | #DIV/0! | #DIV/0! | #DIV/0! | #DIV/0! | #DIV/0! | #DIV/0! | #DIV/0! | #DIV/0! | #N/A | #N/A | #DIV/0! | #VALUE! | #N/A | #N/A | #N/A | #N/A | #N/A | #N/A | #VALUE! | #DIV/0! | #DIV/0! | #DIV/0! | #DIV/0! | #DIV/0! | #DIV/0! | #DIV/0! | #DIV/0! | #DIV/0! | #DIV/0! | #DIV/0! | #DIV/0! | #DIV/0! | #DIV/0! | #DIV/0! | #DIV/0! | #DIV/0! | #DIV/0! | #DIV/0! | #DIV/0! | #DIV/0! | #DIV/0! | #DIV/0! | #DIV/0! | #DIV/0! | #DIV/0! | #DIV/0! | #DIV/0! | #DIV/0! | #DIV/0! | #DIV/0! | #DIV/0! | #DIV/0! | #DIV/0! | #DIV/0! | #DIV/0! | #DIV/0! | #DIV/0! | #DIV/0! | #DIV/0! | #DIV/0! | #DIV/0! | #DIV/0! | #DIV/0! | #DIV/0! | #DIV/0! | #DIV/0! | #DIV/0! | #DIV/0! | #DIV/0! | #DIV/0! | #DIV/0! | #DIV/0! | #DIV/0! | #DIV/0! | #DIV/0! | #DIV/0! | #DIV/0! | #DIV/0! | #DIV/0!
0 | 0 | 0 | 0 | 0 | 0 | #DIV/0! | #DIV/0! | #DIV/0! | #DIV/0! | #DIV/0! | #DIV/0! | #DIV/0! | #DIV/0! | #DIV/0! | #DIV/0! | #DIV/0! | #DIV/0! | #DIV/0! | #DIV/0! | #DIV/0! | #DIV/0! | #DIV/0! | #DIV/0! | #DIV/0! | #DIV/0! | #DIV/0! | #DIV/0! | #DIV/0! | #DIV/0! | #DIV/0! | #DIV/0! | #DIV/0! | #N/A | #N/A | #DIV/0! | #VALUE! | #N/A | #N/A | #N/A | #N/A | #N/A | #N/A | #VALUE! | #DIV/0! | #DIV/0! | #DIV/0! | #DIV/0! | #DIV/0! | #DIV/0! | #DIV/0! | #DIV/0! | #DIV/0! | #DIV/0! | #DIV/0! | #DIV/0! | #DIV/0! | #DIV/0! | #DIV/0! | #DIV/0! | #DIV/0! | #DIV/0! | #DIV/0! | #DIV/0! | #DIV/0! | #DIV/0! | #DIV/0! | #DIV/0! | #DIV/0! | #DIV/0! | #DIV/0! | #DIV/0! | #DIV/0! | #DIV/0! | #DIV/0! | #DIV/0! | #DIV/0! | #DIV/0! | #DIV/0! | #DIV/0! | #DIV/0! | #DIV/0! | #DIV/0! | #DIV/0! | #DIV/0! | #DIV/0! | #DIV/0! | #DIV/0! | #DIV/0! | #DIV/0! | #DIV/0! | #DIV/0! | #DIV/0! | #DIV/0! | #DIV/0! | #DIV/0! | #DIV/0! | #DIV/0! | #DIV/0! | #DIV/0! | #DIV/0! | #DIV/0! | #DIV/0! | #DIV/0!
0 | 0 | 0 | 0 | 0 | 0 | #DIV/0! | #DIV/0! | #DIV/0! | #DIV/0! | #DIV/0! | #DIV/0! | #DIV/0! | #DIV/0! | #DIV/0! | #DIV/0! | #DIV/0! | #DIV/0! | #DIV/0! | #DIV/0! | #DIV/0! | #DIV/0! | #DIV/0! | #DIV/0! | #DIV/0! | #DIV/0! | #DIV/0! | #DIV/0! | #DIV/0! | #DIV/0! | #DIV/0! | #DIV/0! | #DIV/0! | #N/A | #N/A | #DIV/0! | #VALUE! | #N/A | #N/A | #N/A | #N/A | #N/A | #N/A | #VALUE! | #DIV/0! | #DIV/0! | #DIV/0! | #DIV/0! | #DIV/0! | #DIV/0! | #DIV/0! | #DIV/0! | #DIV/0! | #DIV/0! | #DIV/0! | #DIV/0! | #DIV/0! | #DIV/0! | #DIV/0! | #DIV/0! | #DIV/0! | #DIV/0! | #DIV/0! | #DIV/0! | #DIV/0! | #DIV/0! | #DIV/0! | #DIV/0! | #DIV/0! | #DIV/0! | #DIV/0! | #DIV/0! | #DIV/0! | #DIV/0! | #DIV/0! | #DIV/0! | #DIV/0! | #DIV/0! | #DIV/0! | #DIV/0! | #DIV/0! | #DIV/0! | #DIV/0! | #DIV/0! | #DIV/0! | #DIV/0! | #DIV/0! | #DIV/0! | #DIV/0! | #DIV/0! | #DIV/0! | #DIV/0! | #DIV/0! | #DIV/0! | #DIV/0! | #DIV/0! | #DIV/0! | #DIV/0! | #DIV/0! | #DIV/0! | #DIV/0! | #DIV/0! | #DIV/0! | #DIV/0!
0 | 0 | 0 | 0 | 0 | 0 | #DIV/0! | #DIV/0! | #DIV/0! | #DIV/0! | #DIV/0! | #DIV/0! | #DIV/0! | #DIV/0! | #DIV/0! | #DIV/0! | #DIV/0! | #DIV/0! | #DIV/0! | #DIV/0! | #DIV/0! | #DIV/0! | #DIV/0! | #DIV/0! | #DIV/0! | #DIV/0! | #DIV/0! | #DIV/0! | #DIV/0! | #DIV/0! | #DIV/0! | #DIV/0! | #DIV/0! | #N/A | #N/A | #DIV/0! | #VALUE! | #N/A | #N/A | #N/A | #N/A | #N/A | #N/A | #VALUE! | #DIV/0! | #DIV/0! | #DIV/0! | #DIV/0! | #DIV/0! | #DIV/0! | #DIV/0! | #DIV/0! | #DIV/0! | #DIV/0! | #DIV/0! | #DIV/0! | #DIV/0! | #DIV/0! | #DIV/0! | #DIV/0! | #DIV/0! | #DIV/0! | #DIV/0! | #DIV/0! | #DIV/0! | #DIV/0! | #DIV/0! | #DIV/0! | #DIV/0! | #DIV/0! | #DIV/0! | #DIV/0! | #DIV/0! | #DIV/0! | #DIV/0! | #DIV/0! | #DIV/0! | #DIV/0! | #DIV/0! | #DIV/0! | #DIV/0! | #DIV/0! | #DIV/0! | #DIV/0! | #DIV/0! | #DIV/0! | #DIV/0! | #DIV/0! | #DIV/0! | #DIV/0! | #DIV/0! | #DIV/0! | #DIV/0! | #DIV/0! | #DIV/0! | #DIV/0! | #DIV/0! | #DIV/0! | #DIV/0! | #DIV/0! | #DIV/0! | #DIV/0! | #DIV/0! | #DIV/0!
0 | 0 | 0 | 0 | 0 | 0 | #DIV/0! | #DIV/0! | #DIV/0! | #DIV/0! | #DIV/0! | #DIV/0! | #DIV/0! | #DIV/0! | #DIV/0! | #DIV/0! | #DIV/0! | #DIV/0! | #DIV/0! | #DIV/0! | #DIV/0! | #DIV/0! | #DIV/0! | #DIV/0! | #DIV/0! | #DIV/0! | #DIV/0! | #DIV/0! | #DIV/0! | #DIV/0! | #DIV/0! | #DIV/0! | #DIV/0! | #N/A | #N/A | #DIV/0! | #VALUE! | #N/A | #N/A | #N/A | #N/A | #N/A | #N/A | #VALUE! | #DIV/0! | #DIV/0! | #DIV/0! | #DIV/0! | #DIV/0! | #DIV/0! | #DIV/0! | #DIV/0! | #DIV/0! | #DIV/0! | #DIV/0! | #DIV/0! | #DIV/0! | #DIV/0! | #DIV/0! | #DIV/0! | #DIV/0! | #DIV/0! | #DIV/0! | #DIV/0! | #DIV/0! | #DIV/0! | #DIV/0! | #DIV/0! | #DIV/0! | #DIV/0! | #DIV/0! | #DIV/0! | #DIV/0! | #DIV/0! | #DIV/0! | #DIV/0! | #DIV/0! | #DIV/0! | #DIV/0! | #DIV/0! | #DIV/0! | #DIV/0! | #DIV/0! | #DIV/0! | #DIV/0! | #DIV/0! | #DIV/0! | #DIV/0! | #DIV/0! | #DIV/0! | #DIV/0! | #DIV/0! | #DIV/0! | #DIV/0! | #DIV/0! | #DIV/0! | #DIV/0! | #DIV/0! | #DIV/0! | #DIV/0! | #DIV/0! | #DIV/0! | #DIV/0! | #DIV/0!
0 | 0 | 0 | 0 | 0 | 0 | #DIV/0! | #DIV/0! | #DIV/0! | #DIV/0! | #DIV/0! | #DIV/0! | #DIV/0! | #DIV/0! | #DIV/0! | #DIV/0! | #DIV/0! | #DIV/0! | #DIV/0! | #DIV/0! | #DIV/0! | #DIV/0! | #DIV/0! | #DIV/0! | #DIV/0! | #DIV/0! | #DIV/0! | #DIV/0! | #DIV/0! | #DIV/0! | #DIV/0! | #DIV/0! | #DIV/0! | #N/A | #N/A | #DIV/0! | #VALUE! | #N/A | #N/A | #N/A | #N/A | #N/A | #N/A | #VALUE! | #DIV/0! | #DIV/0! | #DIV/0! | #DIV/0! | #DIV/0! | #DIV/0! | #DIV/0! | #DIV/0! | #DIV/0! | #DIV/0! | #DIV/0! | #DIV/0! | #DIV/0! | #DIV/0! | #DIV/0! | #DIV/0! | #DIV/0! | #DIV/0! | #DIV/0! | #DIV/0! | #DIV/0! | #DIV/0! | #DIV/0! | #DIV/0! | #DIV/0! | #DIV/0! | #DIV/0! | #DIV/0! | #DIV/0! | #DIV/0! | #DIV/0! | #DIV/0! | #DIV/0! | #DIV/0! | #DIV/0! | #DIV/0! | #DIV/0! | #DIV/0! | #DIV/0! | #DIV/0! | #DIV/0! | #DIV/0! | #DIV/0! | #DIV/0! | #DIV/0! | #DIV/0! | #DIV/0! | #DIV/0! | #DIV/0! | #DIV/0! | #DIV/0! | #DIV/0! | #DIV/0! | #DIV/0! | #DIV/0! | #DIV/0! | #DIV/0! | #DIV/0! | #DIV/0! | #DIV/0!
0 | 0 | 0 | 0 | 0 | 0 | #DIV/0! | #DIV/0! | #DIV/0! | #DIV/0! | #DIV/0! | #DIV/0! | #DIV/0! | #DIV/0! | #DIV/0! | #DIV/0! | #DIV/0! | #DIV/0! | #DIV/0! | #DIV/0! | #DIV/0! | #DIV/0! | #DIV/0! | #DIV/0! | #DIV/0! | #DIV/0! | #DIV/0! | #DIV/0! | #DIV/0! | #DIV/0! | #DIV/0! | #DIV/0! | #DIV/0! | #N/A | #N/A | #DIV/0! | #VALUE! | #N/A | #N/A | #N/A | #N/A | #N/A | #N/A | #VALUE! | #DIV/0! | #DIV/0! | #DIV/0! | #DIV/0! | #DIV/0! | #DIV/0! | #DIV/0! | #DIV/0! | #DIV/0! | #DIV/0! | #DIV/0! | #DIV/0! | #DIV/0! | #DIV/0! | #DIV/0! | #DIV/0! | #DIV/0! | #DIV/0! | #DIV/0! | #DIV/0! | #DIV/0! | #DIV/0! | #DIV/0! | #DIV/0! | #DIV/0! | #DIV/0! | #DIV/0! | #DIV/0! | #DIV/0! | #DIV/0! | #DIV/0! | #DIV/0! | #DIV/0! | #DIV/0! | #DIV/0! | #DIV/0! | #DIV/0! | #DIV/0! | #DIV/0! | #DIV/0! | #DIV/0! | #DIV/0! | #DIV/0! | #DIV/0! | #DIV/0! | #DIV/0! | #DIV/0! | #DIV/0! | #DIV/0! | #DIV/0! | #DIV/0! | #DIV/0! | #DIV/0! | #DIV/0! | #DIV/0! | #DIV/0! | #DIV/0! | #DIV/0! | #DIV/0! | #DIV/0!
0 | 0 | 0 | 0 | 0 | 0 | #DIV/0! | #DIV/0! | #DIV/0! | #DIV/0! | #DIV/0! | #DIV/0! | #DIV/0! | #DIV/0! | #DIV/0! | #DIV/0! | #DIV/0! | #DIV/0! | #DIV/0! | #DIV/0! | #DIV/0! | #DIV/0! | #DIV/0! | #DIV/0! | #DIV/0! | #DIV/0! | #DIV/0! | #DIV/0! | #DIV/0! | #DIV/0! | #DIV/0! | #DIV/0! | #DIV/0! | #N/A | #N/A | #DIV/0! | #VALUE! | #N/A | #N/A | #N/A | #N/A | #N/A | #N/A | #VALUE! | #DIV/0! | #DIV/0! | #DIV/0! | #DIV/0! | #DIV/0! | #DIV/0! | #DIV/0! | #DIV/0! | #DIV/0! | #DIV/0! | #DIV/0! | #DIV/0! | #DIV/0! | #DIV/0! | #DIV/0! | #DIV/0! | #DIV/0! | #DIV/0! | #DIV/0! | #DIV/0! | #DIV/0! | #DIV/0! | #DIV/0! | #DIV/0! | #DIV/0! | #DIV/0! | #DIV/0! | #DIV/0! | #DIV/0! | #DIV/0! | #DIV/0! | #DIV/0! | #DIV/0! | #DIV/0! | #DIV/0! | #DIV/0! | #DIV/0! | #DIV/0! | #DIV/0! | #DIV/0! | #DIV/0! | #DIV/0! | #DIV/0! | #DIV/0! | #DIV/0! | #DIV/0! | #DIV/0! | #DIV/0! | #DIV/0! | #DIV/0! | #DIV/0! | #DIV/0! | #DIV/0! | #DIV/0! | #DIV/0! | #DIV/0! | #DIV/0! | #DIV/0! | #DIV/0! | #DIV/0!
0 | 0 | 0 | 0 | 0 | 0 | #DIV/0! | #DIV/0! | #DIV/0! | #DIV/0! | #DIV/0! | #DIV/0! | #DIV/0! | #DIV/0! | #DIV/0! | #DIV/0! | #DIV/0! | #DIV/0! | #DIV/0! | #DIV/0! | #DIV/0! | #DIV/0! | #DIV/0! | #DIV/0! | #DIV/0! | #DIV/0! | #DIV/0! | #DIV/0! | #DIV/0! | #DIV/0! | #DIV/0! | #DIV/0! | #DIV/0! | #N/A | #N/A | #DIV/0! | #VALUE! | #N/A | #N/A | #N/A | #N/A | #N/A | #N/A | #VALUE! | #DIV/0! | #DIV/0! | #DIV/0! | #DIV/0! | #DIV/0! | #DIV/0! | #DIV/0! | #DIV/0! | #DIV/0! | #DIV/0! | #DIV/0! | #DIV/0! | #DIV/0! | #DIV/0! | #DIV/0! | #DIV/0! | #DIV/0! | #DIV/0! | #DIV/0! | #DIV/0! | #DIV/0! | #DIV/0! | #DIV/0! | #DIV/0! | #DIV/0! | #DIV/0! | #DIV/0! | #DIV/0! | #DIV/0! | #DIV/0! | #DIV/0! | #DIV/0! | #DIV/0! | #DIV/0! | #DIV/0! | #DIV/0! | #DIV/0! | #DIV/0! | #DIV/0! | #DIV/0! | #DIV/0! | #DIV/0! | #DIV/0! | #DIV/0! | #DIV/0! | #DIV/0! | #DIV/0! | #DIV/0! | #DIV/0! | #DIV/0! | #DIV/0! | #DIV/0! | #DIV/0! | #DIV/0! | #DIV/0! | #DIV/0! | #DIV/0! | #DIV/0! | #DIV/0! | #DIV/0!
0 | 0 | 0 | 0 | 0 | 0 | #DIV/0! | #DIV/0! | #DIV/0! | #DIV/0! | #DIV/0! | #DIV/0! | #DIV/0! | #DIV/0! | #DIV/0! | #DIV/0! | #DIV/0! | #DIV/0! | #DIV/0! | #DIV/0! | #DIV/0! | #DIV/0! | #DIV/0! | #DIV/0! | #DIV/0! | #DIV/0! | #DIV/0! | #DIV/0! | #DIV/0! | #DIV/0! | #DIV/0! | #DIV/0! | #DIV/0! | #N/A | #N/A | #DIV/0! | #VALUE! | #N/A | #N/A | #N/A | #N/A | #N/A | #N/A | #VALUE! | #DIV/0! | #DIV/0! | #DIV/0! | #DIV/0! | #DIV/0! | #DIV/0! | #DIV/0! | #DIV/0! | #DIV/0! | #DIV/0! | #DIV/0! | #DIV/0! | #DIV/0! | #DIV/0! | #DIV/0! | #DIV/0! | #DIV/0! | #DIV/0! | #DIV/0! | #DIV/0! | #DIV/0! | #DIV/0! | #DIV/0! | #DIV/0! | #DIV/0! | #DIV/0! | #DIV/0! | #DIV/0! | #DIV/0! | #DIV/0! | #DIV/0! | #DIV/0! | #DIV/0! | #DIV/0! | #DIV/0! | #DIV/0! | #DIV/0! | #DIV/0! | #DIV/0! | #DIV/0! | #DIV/0! | #DIV/0! | #DIV/0! | #DIV/0! | #DIV/0! | #DIV/0! | #DIV/0! | #DIV/0! | #DIV/0! | #DIV/0! | #DIV/0! | #DIV/0! | #DIV/0! | #DIV/0! | #DIV/0! | #DIV/0! | #DIV/0! | #DIV/0! | #DIV/0! | #DIV/0!
0 | 0 | 0 | 0 | 0 | 0 | #DIV/0! | #DIV/0! | #DIV/0! | #DIV/0! | #DIV/0! | #DIV/0! | #DIV/0! | #DIV/0! | #DIV/0! | #DIV/0! | #DIV/0! | #DIV/0! | #DIV/0! | #DIV/0! | #DIV/0! | #DIV/0! | #DIV/0! | #DIV/0! | #DIV/0! | #DIV/0! | #DIV/0! | #DIV/0! | #DIV/0! | #DIV/0! | #DIV/0! | #DIV/0! | #DIV/0! | #N/A | #N/A | #DIV/0! | #VALUE! | #N/A | #N/A | #N/A | #N/A | #N/A | #N/A | #VALUE! | #DIV/0! | #DIV/0! | #DIV/0! | #DIV/0! | #DIV/0! | #DIV/0! | #DIV/0! | #DIV/0! | #DIV/0! | #DIV/0! | #DIV/0! | #DIV/0! | #DIV/0! | #DIV/0! | #DIV/0! | #DIV/0! | #DIV/0! | #DIV/0! | #DIV/0! | #DIV/0! | #DIV/0! | #DIV/0! | #DIV/0! | #DIV/0! | #DIV/0! | #DIV/0! | #DIV/0! | #DIV/0! | #DIV/0! | #DIV/0! | #DIV/0! | #DIV/0! | #DIV/0! | #DIV/0! | #DIV/0! | #DIV/0! | #DIV/0! | #DIV/0! | #DIV/0! | #DIV/0! | #DIV/0! | #DIV/0! | #DIV/0! | #DIV/0! | #DIV/0! | #DIV/0! | #DIV/0! | #DIV/0! | #DIV/0! | #DIV/0! | #DIV/0! | #DIV/0! | #DIV/0! | #DIV/0! | #DIV/0! | #DIV/0! | #DIV/0! | #DIV/0! | #DIV/0! | #DIV/0!
0 | 0 | 0 | 0 | 0 | 0 | #DIV/0! | #DIV/0! | #DIV/0! | #DIV/0! | #DIV/0! | #DIV/0! | #DIV/0! | #DIV/0! | #DIV/0! | #DIV/0! | #DIV/0! | #DIV/0! | #DIV/0! | #DIV/0! | #DIV/0! | #DIV/0! | #DIV/0! | #DIV/0! | #DIV/0! | #DIV/0! | #DIV/0! | #DIV/0! | #DIV/0! | #DIV/0! | #DIV/0! | #DIV/0! | #DIV/0! | #N/A | #N/A | #DIV/0! | #VALUE! | #N/A | #N/A | #N/A | #N/A | #N/A | #N/A | #VALUE! | #DIV/0! | #DIV/0! | #DIV/0! | #DIV/0! | #DIV/0! | #DIV/0! | #DIV/0! | #DIV/0! | #DIV/0! | #DIV/0! | #DIV/0! | #DIV/0! | #DIV/0! | #DIV/0! | #DIV/0! | #DIV/0! | #DIV/0! | #DIV/0! | #DIV/0! | #DIV/0! | #DIV/0! | #DIV/0! | #DIV/0! | #DIV/0! | #DIV/0! | #DIV/0! | #DIV/0! | #DIV/0! | #DIV/0! | #DIV/0! | #DIV/0! | #DIV/0! | #DIV/0! | #DIV/0! | #DIV/0! | #DIV/0! | #DIV/0! | #DIV/0! | #DIV/0! | #DIV/0! | #DIV/0! | #DIV/0! | #DIV/0! | #DIV/0! | #DIV/0! | #DIV/0! | #DIV/0! | #DIV/0! | #DIV/0! | #DIV/0! | #DIV/0! | #DIV/0! | #DIV/0! | #DIV/0! | #DIV/0! | #DIV/0! | #DIV/0! | #DIV/0! | #DIV/0! | #DIV/0!
0 | 0 | 0 | 0 | 0 | 0 | #DIV/0! | #DIV/0! | #DIV/0! | #DIV/0! | #DIV/0! | #DIV/0! | #DIV/0! | #DIV/0! | #DIV/0! | #DIV/0! | #DIV/0! | #DIV/0! | #DIV/0! | #DIV/0! | #DIV/0! | #DIV/0! | #DIV/0! | #DIV/0! | #DIV/0! | #DIV/0! | #DIV/0! | #DIV/0! | #DIV/0! | #DIV/0! | #DIV/0! | #DIV/0! | #DIV/0! | #N/A | #N/A | #DIV/0! | #VALUE! | #N/A | #N/A | #N/A | #N/A | #N/A | #N/A | #VALUE! | #DIV/0! | #DIV/0! | #DIV/0! | #DIV/0! | #DIV/0! | #DIV/0! | #DIV/0! | #DIV/0! | #DIV/0! | #DIV/0! | #DIV/0! | #DIV/0! | #DIV/0! | #DIV/0! | #DIV/0! | #DIV/0! | #DIV/0! | #DIV/0! | #DIV/0! | #DIV/0! | #DIV/0! | #DIV/0! | #DIV/0! | #DIV/0! | #DIV/0! | #DIV/0! | #DIV/0! | #DIV/0! | #DIV/0! | #DIV/0! | #DIV/0! | #DIV/0! | #DIV/0! | #DIV/0! | #DIV/0! | #DIV/0! | #DIV/0! | #DIV/0! | #DIV/0! | #DIV/0! | #DIV/0! | #DIV/0! | #DIV/0! | #DIV/0! | #DIV/0! | #DIV/0! | #DIV/0! | #DIV/0! | #DIV/0! | #DIV/0! | #DIV/0! | #DIV/0! | #DIV/0! | #DIV/0! | #DIV/0! | #DIV/0! | #DIV/0! | #DIV/0! | #DIV/0! | #DIV/0!
0 | 0 | 0 | 0 | 0 | 0 | #DIV/0! | #DIV/0! | #DIV/0! | #DIV/0! | #DIV/0! | #DIV/0! | #DIV/0! | #DIV/0! | #DIV/0! | #DIV/0! | #DIV/0! | #DIV/0! | #DIV/0! | #DIV/0! | #DIV/0! | #DIV/0! | #DIV/0! | #DIV/0! | #DIV/0! | #DIV/0! | #DIV/0! | #DIV/0! | #DIV/0! | #DIV/0! | #DIV/0! | #DIV/0! | #DIV/0! | #N/A | #N/A | #DIV/0! | #VALUE! | #N/A | #N/A | #N/A | #N/A | #N/A | #N/A | #VALUE! | #DIV/0! | #DIV/0! | #DIV/0! | #DIV/0! | #DIV/0! | #DIV/0! | #DIV/0! | #DIV/0! | #DIV/0! | #DIV/0! | #DIV/0! | #DIV/0! | #DIV/0! | #DIV/0! | #DIV/0! | #DIV/0! | #DIV/0! | #DIV/0! | #DIV/0! | #DIV/0! | #DIV/0! | #DIV/0! | #DIV/0! | #DIV/0! | #DIV/0! | #DIV/0! | #DIV/0! | #DIV/0! | #DIV/0! | #DIV/0! | #DIV/0! | #DIV/0! | #DIV/0! | #DIV/0! | #DIV/0! | #DIV/0! | #DIV/0! | #DIV/0! | #DIV/0! | #DIV/0! | #DIV/0! | #DIV/0! | #DIV/0! | #DIV/0! | #DIV/0! | #DIV/0! | #DIV/0! | #DIV/0! | #DIV/0! | #DIV/0! | #DIV/0! | #DIV/0! | #DIV/0! | #DIV/0! | #DIV/0! | #DIV/0! | #DIV/0! | #DIV/0! | #DIV/0! | #DIV/0!
0 | 0 | 0 | 0 | 0 | 0 | #DIV/0! | #DIV/0! | #DIV/0! | #DIV/0! | #DIV/0! | #DIV/0! | #DIV/0! | #DIV/0! | #DIV/0! | #DIV/0! | #DIV/0! | #DIV/0! | #DIV/0! | #DIV/0! | #DIV/0! | #DIV/0! | #DIV/0! | #DIV/0! | #DIV/0! | #DIV/0! | #DIV/0! | #DIV/0! | #DIV/0! | #DIV/0! | #DIV/0! | #DIV/0! | #DIV/0! | #N/A | #N/A | #DIV/0! | #VALUE! | #N/A | #N/A | #N/A | #N/A | #N/A | #N/A | #VALUE! | #DIV/0! | #DIV/0! | #DIV/0! | #DIV/0! | #DIV/0! | #DIV/0! | #DIV/0! | #DIV/0! | #DIV/0! | #DIV/0! | #DIV/0! | #DIV/0! | #DIV/0! | #DIV/0! | #DIV/0! | #DIV/0! | #DIV/0! | #DIV/0! | #DIV/0! | #DIV/0! | #DIV/0! | #DIV/0! | #DIV/0! | #DIV/0! | #DIV/0! | #DIV/0! | #DIV/0! | #DIV/0! | #DIV/0! | #DIV/0! | #DIV/0! | #DIV/0! | #DIV/0! | #DIV/0! | #DIV/0! | #DIV/0! | #DIV/0! | #DIV/0! | #DIV/0! | #DIV/0! | #DIV/0! | #DIV/0! | #DIV/0! | #DIV/0! | #DIV/0! | #DIV/0! | #DIV/0! | #DIV/0! | #DIV/0! | #DIV/0! | #DIV/0! | #DIV/0! | #DIV/0! | #DIV/0! | #DIV/0! | #DIV/0! | #DIV/0! | #DIV/0! | #DIV/0! | #DIV/0!
0 | 0 | 0 | 0 | 0 | 0 | #DIV/0! | #DIV/0! | #DIV/0! | #DIV/0! | #DIV/0! | #DIV/0! | #DIV/0! | #DIV/0! | #DIV/0! | #DIV/0! | #DIV/0! | #DIV/0! | #DIV/0! | #DIV/0! | #DIV/0! | #DIV/0! | #DIV/0! | #DIV/0! | #DIV/0! | #DIV/0! | #DIV/0! | #DIV/0! | #DIV/0! | #DIV/0! | #DIV/0! | #DIV/0! | #DIV/0! | #N/A | #N/A | #DIV/0! | #VALUE! | #N/A | #N/A | #N/A | #N/A | #N/A | #N/A | #VALUE! | #DIV/0! | #DIV/0! | #DIV/0! | #DIV/0! | #DIV/0! | #DIV/0! | #DIV/0! | #DIV/0! | #DIV/0! | #DIV/0! | #DIV/0! | #DIV/0! | #DIV/0! | #DIV/0! | #DIV/0! | #DIV/0! | #DIV/0! | #DIV/0! | #DIV/0! | #DIV/0! | #DIV/0! | #DIV/0! | #DIV/0! | #DIV/0! | #DIV/0! | #DIV/0! | #DIV/0! | #DIV/0! | #DIV/0! | #DIV/0! | #DIV/0! | #DIV/0! | #DIV/0! | #DIV/0! | #DIV/0! | #DIV/0! | #DIV/0! | #DIV/0! | #DIV/0! | #DIV/0! | #DIV/0! | #DIV/0! | #DIV/0! | #DIV/0! | #DIV/0! | #DIV/0! | #DIV/0! | #DIV/0! | #DIV/0! | #DIV/0! | #DIV/0! | #DIV/0! | #DIV/0! | #DIV/0! | #DIV/0! | #DIV/0! | #DIV/0! | #DIV/0! | #DIV/0! | #DIV/0!
0 | 0 | 0 | 0 | 0 | 0 | #DIV/0! | #DIV/0! | #DIV/0! | #DIV/0! | #DIV/0! | #DIV/0! | #DIV/0! | #DIV/0! | #DIV/0! | #DIV/0! | #DIV/0! | #DIV/0! | #DIV/0! | #DIV/0! | #DIV/0! | #DIV/0! | #DIV/0! | #DIV/0! | #DIV/0! | #DIV/0! | #DIV/0! | #DIV/0! | #DIV/0! | #DIV/0! | #DIV/0! | #DIV/0! | #DIV/0! | #N/A | #N/A | #DIV/0! | #VALUE! | #N/A | #N/A | #N/A | #N/A | #N/A | #N/A | #VALUE! | #DIV/0! | #DIV/0! | #DIV/0! | #DIV/0! | #DIV/0! | #DIV/0! | #DIV/0! | #DIV/0! | #DIV/0! | #DIV/0! | #DIV/0! | #DIV/0! | #DIV/0! | #DIV/0! | #DIV/0! | #DIV/0! | #DIV/0! | #DIV/0! | #DIV/0! | #DIV/0! | #DIV/0! | #DIV/0! | #DIV/0! | #DIV/0! | #DIV/0! | #DIV/0! | #DIV/0! | #DIV/0! | #DIV/0! | #DIV/0! | #DIV/0! | #DIV/0! | #DIV/0! | #DIV/0! | #DIV/0! | #DIV/0! | #DIV/0! | #DIV/0! | #DIV/0! | #DIV/0! | #DIV/0! | #DIV/0! | #DIV/0! | #DIV/0! | #DIV/0! | #DIV/0! | #DIV/0! | #DIV/0! | #DIV/0! | #DIV/0! | #DIV/0! | #DIV/0! | #DIV/0! | #DIV/0! | #DIV/0! | #DIV/0! | #DIV/0! | #DIV/0! | #DIV/0! | #DIV/0!
0 | 0 | 0 | 0 | 0 | 0 | #DIV/0! | #DIV/0! | #DIV/0! | #DIV/0! | #DIV/0! | #DIV/0! | #DIV/0! | #DIV/0! | #DIV/0! | #DIV/0! | #DIV/0! | #DIV/0! | #DIV/0! | #DIV/0! | #DIV/0! | #DIV/0! | #DIV/0! | #DIV/0! | #DIV/0! | #DIV/0! | #DIV/0! | #DIV/0! | #DIV/0! | #DIV/0! | #DIV/0! | #DIV/0! | #DIV/0! | #N/A | #N/A | #DIV/0! | #VALUE! | #N/A | #N/A | #N/A | #N/A | #N/A | #N/A | #VALUE! | #DIV/0! | #DIV/0! | #DIV/0! | #DIV/0! | #DIV/0! | #DIV/0! | #DIV/0! | #DIV/0! | #DIV/0! | #DIV/0! | #DIV/0! | #DIV/0! | #DIV/0! | #DIV/0! | #DIV/0! | #DIV/0! | #DIV/0! | #DIV/0! | #DIV/0! | #DIV/0! | #DIV/0! | #DIV/0! | #DIV/0! | #DIV/0! | #DIV/0! | #DIV/0! | #DIV/0! | #DIV/0! | #DIV/0! | #DIV/0! | #DIV/0! | #DIV/0! | #DIV/0! | #DIV/0! | #DIV/0! | #DIV/0! | #DIV/0! | #DIV/0! | #DIV/0! | #DIV/0! | #DIV/0! | #DIV/0! | #DIV/0! | #DIV/0! | #DIV/0! | #DIV/0! | #DIV/0! | #DIV/0! | #DIV/0! | #DIV/0! | #DIV/0! | #DIV/0! | #DIV/0! | #DIV/0! | #DIV/0! | #DIV/0! | #DIV/0! | #DIV/0! | #DIV/0! | #DIV/0!
0 | 0 | 0 | 0 | 0 | 0 | #DIV/0! | #DIV/0! | #DIV/0! | #DIV/0! | #DIV/0! | #DIV/0! | #DIV/0! | #DIV/0! | #DIV/0! | #DIV/0! | #DIV/0! | #DIV/0! | #DIV/0! | #DIV/0! | #DIV/0! | #DIV/0! | #DIV/0! | #DIV/0! | #DIV/0! | #DIV/0! | #DIV/0! | #DIV/0! | #DIV/0! | #DIV/0! | #DIV/0! | #DIV/0! | #DIV/0! | #N/A | #N/A | #DIV/0! | #VALUE! | #N/A | #N/A | #N/A | #N/A | #N/A | #N/A | #VALUE! | #DIV/0! | #DIV/0! | #DIV/0! | #DIV/0! | #DIV/0! | #DIV/0! | #DIV/0! | #DIV/0! | #DIV/0! | #DIV/0! | #DIV/0! | #DIV/0! | #DIV/0! | #DIV/0! | #DIV/0! | #DIV/0! | #DIV/0! | #DIV/0! | #DIV/0! | #DIV/0! | #DIV/0! | #DIV/0! | #DIV/0! | #DIV/0! | #DIV/0! | #DIV/0! | #DIV/0! | #DIV/0! | #DIV/0! | #DIV/0! | #DIV/0! | #DIV/0! | #DIV/0! | #DIV/0! | #DIV/0! | #DIV/0! | #DIV/0! | #DIV/0! | #DIV/0! | #DIV/0! | #DIV/0! | #DIV/0! | #DIV/0! | #DIV/0! | #DIV/0! | #DIV/0! | #DIV/0! | #DIV/0! | #DIV/0! | #DIV/0! | #DIV/0! | #DIV/0! | #DIV/0! | #DIV/0! | #DIV/0! | #DIV/0! | #DIV/0! | #DIV/0! | #DIV/0! | #DIV/0!
0 | 0 | 0 | 0 | 0 | 0 | #DIV/0! | #DIV/0! | #DIV/0! | #DIV/0! | #DIV/0! | #DIV/0! | #DIV/0! | #DIV/0! | #DIV/0! | #DIV/0! | #DIV/0! | #DIV/0! | #DIV/0! | #DIV/0! | #DIV/0! | #DIV/0! | #DIV/0! | #DIV/0! | #DIV/0! | #DIV/0! | #DIV/0! | #DIV/0! | #DIV/0! | #DIV/0! | #DIV/0! | #DIV/0! | #DIV/0! | #N/A | #N/A | #DIV/0! | #VALUE! | #N/A | #N/A | #N/A | #N/A | #N/A | #N/A | #VALUE! | #DIV/0! | #DIV/0! | #DIV/0! | #DIV/0! | #DIV/0! | #DIV/0! | #DIV/0! | #DIV/0! | #DIV/0! | #DIV/0! | #DIV/0! | #DIV/0! | #DIV/0! | #DIV/0! | #DIV/0! | #DIV/0! | #DIV/0! | #DIV/0! | #DIV/0! | #DIV/0! | #DIV/0! | #DIV/0! | #DIV/0! | #DIV/0! | #DIV/0! | #DIV/0! | #DIV/0! | #DIV/0! | #DIV/0! | #DIV/0! | #DIV/0! | #DIV/0! | #DIV/0! | #DIV/0! | #DIV/0! | #DIV/0! | #DIV/0! | #DIV/0! | #DIV/0! | #DIV/0! | #DIV/0! | #DIV/0! | #DIV/0! | #DIV/0! | #DIV/0! | #DIV/0! | #DIV/0! | #DIV/0! | #DIV/0! | #DIV/0! | #DIV/0! | #DIV/0! | #DIV/0! | #DIV/0! | #DIV/0! | #DIV/0! | #DIV/0! | #DIV/0! | #DIV/0! | #DIV/0!
0 | 0 | 0 | 0 | 0 | 0 | #DIV/0! | #DIV/0! | #DIV/0! | #DIV/0! | #DIV/0! | #DIV/0! | #DIV/0! | #DIV/0! | #DIV/0! | #DIV/0! | #DIV/0! | #DIV/0! | #DIV/0! | #DIV/0! | #DIV/0! | #DIV/0! | #DIV/0! | #DIV/0! | #DIV/0! | #DIV/0! | #DIV/0! | #DIV/0! | #DIV/0! | #DIV/0! | #DIV/0! | #DIV/0! | #DIV/0! | #N/A | #N/A | #DIV/0! | #VALUE! | #N/A | #N/A | #N/A | #N/A | #N/A | #N/A | #VALUE! | #DIV/0! | #DIV/0! | #DIV/0! | #DIV/0! | #DIV/0! | #DIV/0! | #DIV/0! | #DIV/0! | #DIV/0! | #DIV/0! | #DIV/0! | #DIV/0! | #DIV/0! | #DIV/0! | #DIV/0! | #DIV/0! | #DIV/0! | #DIV/0! | #DIV/0! | #DIV/0! | #DIV/0! | #DIV/0! | #DIV/0! | #DIV/0! | #DIV/0! | #DIV/0! | #DIV/0! | #DIV/0! | #DIV/0! | #DIV/0! | #DIV/0! | #DIV/0! | #DIV/0! | #DIV/0! | #DIV/0! | #DIV/0! | #DIV/0! | #DIV/0! | #DIV/0! | #DIV/0! | #DIV/0! | #DIV/0! | #DIV/0! | #DIV/0! | #DIV/0! | #DIV/0! | #DIV/0! | #DIV/0! | #DIV/0! | #DIV/0! | #DIV/0! | #DIV/0! | #DIV/0! | #DIV/0! | #DIV/0! | #DIV/0! | #DIV/0! | #DIV/0! | #DIV/0! | #DIV/0!
0 | 0 | 0 | 0 | 0 | 0 | #DIV/0! | #DIV/0! | #DIV/0! | #DIV/0! | #DIV/0! | #DIV/0! | #DIV/0! | #DIV/0! | #DIV/0! | #DIV/0! | #DIV/0! | #DIV/0! | #DIV/0! | #DIV/0! | #DIV/0! | #DIV/0! | #DIV/0! | #DIV/0! | #DIV/0! | #DIV/0! | #DIV/0! | #DIV/0! | #DIV/0! | #DIV/0! | #DIV/0! | #DIV/0! | #DIV/0! | #N/A | #N/A | #DIV/0! | #VALUE! | #N/A | #N/A | #N/A | #N/A | #N/A | #N/A | #VALUE! | #DIV/0! | #DIV/0! | #DIV/0! | #DIV/0! | #DIV/0! | #DIV/0! | #DIV/0! | #DIV/0! | #DIV/0! | #DIV/0! | #DIV/0! | #DIV/0! | #DIV/0! | #DIV/0! | #DIV/0! | #DIV/0! | #DIV/0! | #DIV/0! | #DIV/0! | #DIV/0! | #DIV/0! | #DIV/0! | #DIV/0! | #DIV/0! | #DIV/0! | #DIV/0! | #DIV/0! | #DIV/0! | #DIV/0! | #DIV/0! | #DIV/0! | #DIV/0! | #DIV/0! | #DIV/0! | #DIV/0! | #DIV/0! | #DIV/0! | #DIV/0! | #DIV/0! | #DIV/0! | #DIV/0! | #DIV/0! | #DIV/0! | #DIV/0! | #DIV/0! | #DIV/0! | #DIV/0! | #DIV/0! | #DIV/0! | #DIV/0! | #DIV/0! | #DIV/0! | #DIV/0! | #DIV/0! | #DIV/0! | #DIV/0! | #DIV/0! | #DIV/0! | #DIV/0! | #DIV/0!
0 | 0 | 0 | 0 | 0 | 0 | #DIV/0! | #DIV/0! | #DIV/0! | #DIV/0! | #DIV/0! | #DIV/0! | #DIV/0! | #DIV/0! | #DIV/0! | #DIV/0! | #DIV/0! | #DIV/0! | #DIV/0! | #DIV/0! | #DIV/0! | #DIV/0! | #DIV/0! | #DIV/0! | #DIV/0! | #DIV/0! | #DIV/0! | #DIV/0! | #DIV/0! | #DIV/0! | #DIV/0! | #DIV/0! | #DIV/0! | #N/A | #N/A | #DIV/0! | #VALUE! | #N/A | #N/A | #N/A | #N/A | #N/A | #N/A | #VALUE! | #DIV/0! | #DIV/0! | #DIV/0! | #DIV/0! | #DIV/0! | #DIV/0! | #DIV/0! | #DIV/0! | #DIV/0! | #DIV/0! | #DIV/0! | #DIV/0! | #DIV/0! | #DIV/0! | #DIV/0! | #DIV/0! | #DIV/0! | #DIV/0! | #DIV/0! | #DIV/0! | #DIV/0! | #DIV/0! | #DIV/0! | #DIV/0! | #DIV/0! | #DIV/0! | #DIV/0! | #DIV/0! | #DIV/0! | #DIV/0! | #DIV/0! | #DIV/0! | #DIV/0! | #DIV/0! | #DIV/0! | #DIV/0! | #DIV/0! | #DIV/0! | #DIV/0! | #DIV/0! | #DIV/0! | #DIV/0! | #DIV/0! | #DIV/0! | #DIV/0! | #DIV/0! | #DIV/0! | #DIV/0! | #DIV/0! | #DIV/0! | #DIV/0! | #DIV/0! | #DIV/0! | #DIV/0! | #DIV/0! | #DIV/0! | #DIV/0! | #DIV/0! | #DIV/0! | #DIV/0!
0 | 0 | 0 | 0 | 0 | 0 | #DIV/0! | #DIV/0! | #DIV/0! | #DIV/0! | #DIV/0! | #DIV/0! | #DIV/0! | #DIV/0! | #DIV/0! | #DIV/0! | #DIV/0! | #DIV/0! | #DIV/0! | #DIV/0! | #DIV/0! | #DIV/0! | #DIV/0! | #DIV/0! | #DIV/0! | #DIV/0! | #DIV/0! | #DIV/0! | #DIV/0! | #DIV/0! | #DIV/0! | #DIV/0! | #DIV/0! | #N/A | #N/A | #DIV/0! | #VALUE! | #N/A | #N/A | #N/A | #N/A | #N/A | #N/A | #VALUE! | #DIV/0! | #DIV/0! | #DIV/0! | #DIV/0! | #DIV/0! | #DIV/0! | #DIV/0! | #DIV/0! | #DIV/0! | #DIV/0! | #DIV/0! | #DIV/0! | #DIV/0! | #DIV/0! | #DIV/0! | #DIV/0! | #DIV/0! | #DIV/0! | #DIV/0! | #DIV/0! | #DIV/0! | #DIV/0! | #DIV/0! | #DIV/0! | #DIV/0! | #DIV/0! | #DIV/0! | #DIV/0! | #DIV/0! | #DIV/0! | #DIV/0! | #DIV/0! | #DIV/0! | #DIV/0! | #DIV/0! | #DIV/0! | #DIV/0! | #DIV/0! | #DIV/0! | #DIV/0! | #DIV/0! | #DIV/0! | #DIV/0! | #DIV/0! | #DIV/0! | #DIV/0! | #DIV/0! | #DIV/0! | #DIV/0! | #DIV/0! | #DIV/0! | #DIV/0! | #DIV/0! | #DIV/0! | #DIV/0! | #DIV/0! | #DIV/0! | #DIV/0! | #DIV/0! | #DIV/0!

## dPs,min (hidden)
Total pressure loss calculation as function of blade angle
Flow rate | W | H | Hintern | L/R | x | Vduct | DPs,min | A | 0.020692 | 0.087743
[m³/h] | [m] | [m] | [m] | [-] | [-] | [m/s] | [Pa] | B | -0.19341 | 2.0914
3024 | 0.6 | 0.2 | 0.2 | 0.75 | 0.27947 | 7 | 8.2165 | C | -0.26919 | 0.20203
1008 | 0.2 | 0.2 | 0.2 | 0.5 | 0.38862 | 7 | 11.4254
3024 | 0.2 | 0.6 | 0.6 | 0.75 | 0.27947 | 7 | 8.2165
0 | 0 | 0 | 0 | #DIV/0! | #DIV/0! | #DIV/0! | #DIV/0!
0 | 0 | 0 | 0 | #DIV/0! | #DIV/0! | #DIV/0! | #DIV/0!
0 | 0 | 0 | 0 | #DIV/0! | #DIV/0! | #DIV/0! | #DIV/0!
0 | 0 | 0 | 0 | #DIV/0! | #DIV/0! | #DIV/0! | #DIV/0!
0 | 0 | 0 | 0 | #DIV/0! | #DIV/0! | #DIV/0! | #DIV/0!
0 | 0 | 0 | 0 | #DIV/0! | #DIV/0! | #DIV/0! | #DIV/0!
0 | 0 | 0 | 0 | #DIV/0! | #DIV/0! | #DIV/0! | #DIV/0!
0 | 0 | 0 | 0 | #DIV/0! | #DIV/0! | #DIV/0! | #DIV/0!
0 | 0 | 0 | 0 | #DIV/0! | #DIV/0! | #DIV/0! | #DIV/0!
0 | 0 | 0 | 0 | #DIV/0! | #DIV/0! | #DIV/0! | #DIV/0!
0 | 0 | 0 | 0 | #DIV/0! | #DIV/0! | #DIV/0! | #DIV/0!
0 | 0 | 0 | 0 | #DIV/0! | #DIV/0! | #DIV/0! | #DIV/0!
0 | 0 | 0 | 0 | #DIV/0! | #DIV/0! | #DIV/0! | #DIV/0!
0 | 0 | 0 | 0 | #DIV/0! | #DIV/0! | #DIV/0! | #DIV/0!
0 | 0 | 0 | 0 | #DIV/0! | #DIV/0! | #DIV/0! | #DIV/0!
0 | 0 | 0 | 0 | #DIV/0! | #DIV/0! | #DIV/0! | #DIV/0!
0 | 0 | 0 | 0 | #DIV/0! | #DIV/0! | #DIV/0! | #DIV/0!
0 | 0 | 0 | 0 | #DIV/0! | #DIV/0! | #DIV/0! | #DIV/0!
0 | 0 | 0 | 0 | #DIV/0! | #DIV/0! | #DIV/0! | #DIV/0!
0 | 0 | 0 | 0 | #DIV/0! | #DIV/0! | #DIV/0! | #DIV/0!
0 | 0 | 0 | 0 | #DIV/0! | #DIV/0! | #DIV/0! | #DIV/0!
0 | 0 | 0 | 0 | #DIV/0! | #DIV/0! | #DIV/0! | #DIV/0!
0 | 0 | 0 | 0 | #DIV/0! | #DIV/0! | #DIV/0! | #DIV/0!
0 | 0 | 0 | 0 | #DIV/0! | #DIV/0! | #DIV/0! | #DIV/0!
0 | 0 | 0 | 0 | #DIV/0! | #DIV/0! | #DIV/0! | #DIV/0!
0 | 0 | 0 | 0 | #DIV/0! | #DIV/0! | #DIV/0! | #DIV/0!
0 | 0 | 0 | 0 | #DIV/0! | #DIV/0! | #DIV/0! | #DIV/0!
0 | 0 | 0 | 0 | #DIV/0! | #DIV/0! | #DIV/0! | #DIV/0!
#VALUE! | 0 | 0 | 0 | #DIV/0! | #DIV/0! | #VALUE! | #DIV/0!
#VALUE! | 0 | 0 | 0 | #DIV/0! | #DIV/0! | #VALUE! | #DIV/0!
#VALUE! | 0 | 0 | 0 | #DIV/0! | #DIV/0! | #VALUE! | #DIV/0!
#REF! | 0 | 0 | 0 | #DIV/0! | #DIV/0! | #REF! | #DIV/0!
#REF! | 0 | 0 | 0 | #DIV/0! | #DIV/0! | #REF! | #DIV/0!
0 | 0 | 0 | 0 | #DIV/0! | #DIV/0! | #DIV/0! | #DIV/0!
#REF! | #REF! | #REF! | #REF! | #REF! | #REF! | #REF! | #REF!
#REF! | 0 | 0 | 0 | #DIV/0! | #DIV/0! | #REF! | #DIV/0!
#REF! | #REF! | #REF! | #REF! | #REF! | #REF! | #REF! | #REF!
#REF! | #REF! | #REF! | #REF! | #REF! | #REF! | #REF! | #REF!
#REF! | 0 | 0 | 0 | #DIV/0! | #DIV/0! | #REF! | #DIV/0!
0 | 0 | 0 | 0 | #DIV/0! | #DIV/0! | #DIV/0! | #DIV/0!
0 | 0 | 0 | 0 | #DIV/0! | #DIV/0! | #DIV/0! | #DIV/0!
0 | 0 | 0 | 0 | #DIV/0! | #DIV/0! | #DIV/0! | #DIV/0!
0 | 0 | 0 | 0 | #DIV/0! | #DIV/0! | #DIV/0! | #DIV/0!
0 | 0 | 0 | 0 | #DIV/0! | #DIV/0! | #DIV/0! | #DIV/0!
0 | 0 | 0 | 0 | #DIV/0! | #DIV/0! | #DIV/0! | #DIV/0!
0 | 0 | 0 | 0 | #DIV/0! | #DIV/0! | #DIV/0! | #DIV/0!
0 | 0 | 0 | 0 | #DIV/0! | #DIV/0! | #DIV/0! | #DIV/0!
0 | 0 | 0 | 0 | #DIV/0! | #DIV/0! | #DIV/0! | #DIV/0!
0 | 0 | 0 | 0 | #DIV/0! | #DIV/0! | #DIV/0! | #DIV/0!
0 | 0 | 0 | 0 | #DIV/0! | #DIV/0! | #DIV/0! | #DIV/0!
0 | 0 | 0 | 0 | #DIV/0! | #DIV/0! | #DIV/0! | #DIV/0!
0 | 0 | 0 | 0 | #DIV/0! | #DIV/0! | #DIV/0! | #DIV/0!
0 | 0 | 0 | 0 | #DIV/0! | #DIV/0! | #DIV/0! | #DIV/0!
0 | 0 | 0 | 0 | #DIV/0! | #DIV/0! | #DIV/0! | #DIV/0!
0 | 0 | 0 | 0 | #DIV/0! | #DIV/0! | #DIV/0! | #DIV/0!
0 | 0 | 0 | 0 | #DIV/0! | #DIV/0! | #DIV/0! | #DIV/0!
0 | 0 | 0 | 0 | #DIV/0! | #DIV/0! | #DIV/0! | #DIV/0!
0 | 0 | 0 | 0 | #DIV/0! | #DIV/0! | #DIV/0! | #DIV/0!
0 | 0 | 0 | 0 | #DIV/0! | #DIV/0! | #DIV/0! | #DIV/0!
0 | 0 | 0 | 0 | #DIV/0! | #DIV/0! | #DIV/0! | #DIV/0!
0 | 0 | 0 | 0 | #DIV/0! | #DIV/0! | #DIV/0! | #DIV/0!
0 | 0 | 0 | 0 | #DIV/0! | #DIV/0! | #DIV/0! | #DIV/0!
0 | 0 | 0 | 0 | #DIV/0! | #DIV/0! | #DIV/0! | #DIV/0!
0 | 0 | 0 | 0 | #DIV/0! | #DIV/0! | #DIV/0! | #DIV/0!
0 | 0 | 0 | 0 | #DIV/0! | #DIV/0! | #DIV/0! | #DIV/0!
0 | 0 | 0 | 0 | #DIV/0! | #DIV/0! | #DIV/0! | #DIV/0!
0 | 0 | 0 | 0 | #DIV/0! | #DIV/0! | #DIV/0! | #DIV/0!
0 | 0 | 0 | 0 | #DIV/0! | #DIV/0! | #DIV/0! | #DIV/0!
0 | 0 | 0 | 0 | #DIV/0! | #DIV/0! | #DIV/0! | #DIV/0!
0 | 0 | 0 | 0 | #DIV/0! | #DIV/0! | #DIV/0! | #DIV/0!
0 | 0 | 0 | 0 | #DIV/0! | #DIV/0! | #DIV/0! | #DIV/0!
0 | 0 | 0 | 0 | #DIV/0! | #DIV/0! | #DIV/0! | #DIV/0!
0 | 0 | 0 | 0 | #DIV/0! | #DIV/0! | #DIV/0! | #DIV/0!
0 | 0 | 0 | 0 | #DIV/0! | #DIV/0! | #DIV/0! | #DIV/0!
0 | 0 | 0 | 0 | #DIV/0! | #DIV/0! | #DIV/0! | #DIV/0!
0 | 0 | 0 | 0 | #DIV/0! | #DIV/0! | #DIV/0! | #DIV/0!
0 | 0 | 0 | 0 | #DIV/0! | #DIV/0! | #DIV/0! | #DIV/0!
0 | 0 | 0 | 0 | #DIV/0! | #DIV/0! | #DIV/0! | #DIV/0!
0 | 0 | 0 | 0 | #DIV/0! | #DIV/0! | #DIV/0! | #DIV/0!
0 | 0 | 0 | 0 | #DIV/0! | #DIV/0! | #DIV/0! | #DIV/0!
0 | 0 | 0 | 0 | #DIV/0! | #DIV/0! | #DIV/0! | #DIV/0!
0 | 0 | 0 | 0 | #DIV/0! | #DIV/0! | #DIV/0! | #DIV/0!
0 | 0 | 0 | 0 | #DIV/0! | #DIV/0! | #DIV/0! | #DIV/0!
0 | 0 | 0 | 0 | #DIV/0! | #DIV/0! | #DIV/0! | #DIV/0!
0 | 0 | 0 | 0 | #DIV/0! | #DIV/0! | #DIV/0! | #DIV/0!
0 | 0 | 0 | 0 | #DIV/0! | #DIV/0! | #DIV/0! | #DIV/0!
0 | 0 | 0 | 0 | #DIV/0! | #DIV/0! | #DIV/0! | #DIV/0!
0 | 0 | 0 | 0 | #DIV/0! | #DIV/0! | #DIV/0! | #DIV/0!
0 | 0 | 0 | 0 | #DIV/0! | #DIV/0! | #DIV/0! | #DIV/0!
0 | 0 | 0 | 0 | #DIV/0! | #DIV/0! | #DIV/0! | #DIV/0!
0 | 0 | 0 | 0 | #DIV/0! | #DIV/0! | #DIV/0! | #DIV/0!
0 | 0 | 0 | 0 | #DIV/0! | #DIV/0! | #DIV/0! | #DIV/0!
0 | 0 | 0 | 0 | #DIV/0! | #DIV/0! | #DIV/0! | #DIV/0!
0 | 0 | 0 | 0 | #DIV/0! | #DIV/0! | #DIV/0! | #DIV/0!
0 | 0 | 0 | 0 | #DIV/0! | #DIV/0! | #DIV/0! | #DIV/0!
0 | 0 | 0 | 0 | #DIV/0! | #DIV/0! | #DIV/0! | #DIV/0!
0 | 0 | 0 | 0 | #DIV/0! | #DIV/0! | #DIV/0! | #DIV/0!
0 | 0 | 0 | 0 | #DIV/0! | #DIV/0! | #DIV/0! | #DIV/0!
0 | 0 | 0 | 0 | #DIV/0! | #DIV/0! | #DIV/0! | #DIV/0!
0 | 0 | 0 | 0 | #DIV/0! | #DIV/0! | #DIV/0! | #DIV/0!
0 | 0 | 0 | 0 | #DIV/0! | #DIV/0! | #DIV/0! | #DIV/0!
0 | 0 | 0 | 0 | #DIV/0! | #DIV/0! | #DIV/0! | #DIV/0!
0 | 0 | 0 | 0 | #DIV/0! | #DIV/0! | #DIV/0! | #DIV/0!
0 | 0 | 0 | 0 | #DIV/0! | #DIV/0! | #DIV/0! | #DIV/0!
0 | 0 | 0 | 0 | #DIV/0! | #DIV/0! | #DIV/0! | #DIV/0!
0 | 0 | 0 | 0 | #DIV/0! | #DIV/0! | #DIV/0! | #DIV/0!
0 | 0 | 0 | 0 | #DIV/0! | #DIV/0! | #DIV/0! | #DIV/0!
0 | 0 | 0 | 0 | #DIV/0! | #DIV/0! | #DIV/0! | #DIV/0!
0 | 0 | 0 | 0 | #DIV/0! | #DIV/0! | #DIV/0! | #DIV/0!
0 | 0 | 0 | 0 | #DIV/0! | #DIV/0! | #DIV/0! | #DIV/0!
0 | 0 | 0 | 0 | #DIV/0! | #DIV/0! | #DIV/0! | #DIV/0!
0 | 0 | 0 | 0 | #DIV/0! | #DIV/0! | #DIV/0! | #DIV/0!
0 | 0 | 0 | 0 | #DIV/0! | #DIV/0! | #DIV/0! | #DIV/0!
0 | 0 | 0 | 0 | #DIV/0! | #DIV/0! | #DIV/0! | #DIV/0!
0 | 0 | 0 | 0 | #DIV/0! | #DIV/0! | #DIV/0! | #DIV/0!
0 | 0 | 0 | 0 | #DIV/0! | #DIV/0! | #DIV/0! | #DIV/0!
0 | 0 | 0 | 0 | #DIV/0! | #DIV/0! | #DIV/0! | #DIV/0!
0 | 0 | 0 | 0 | #DIV/0! | #DIV/0! | #DIV/0! | #DIV/0!
0 | 0 | 0 | 0 | #DIV/0! | #DIV/0! | #DIV/0! | #DIV/0!
0 | 0 | 0 | 0 | #DIV/0! | #DIV/0! | #DIV/0! | #DIV/0!
0 | 0 | 0 | 0 | #DIV/0! | #DIV/0! | #DIV/0! | #DIV/0!
0 | 0 | 0 | 0 | #DIV/0! | #DIV/0! | #DIV/0! | #DIV/0!
0 | 0 | 0 | 0 | #DIV/0! | #DIV/0! | #DIV/0! | #DIV/0!
0 | 0 | 0 | 0 | #DIV/0! | #DIV/0! | #DIV/0! | #DIV/0!
0 | 0 | 0 | 0 | #DIV/0! | #DIV/0! | #DIV/0! | #DIV/0!
0 | 0 | 0 | 0 | #DIV/0! | #DIV/0! | #DIV/0! | #DIV/0!
0 | 0 | 0 | 0 | #DIV/0! | #DIV/0! | #DIV/0! | #DIV/0!
0 | 0 | 0 | 0 | #DIV/0! | #DIV/0! | #DIV/0! | #DIV/0!
0 | 0 | 0 | 0 | #DIV/0! | #DIV/0! | #DIV/0! | #DIV/0!
0 | 0 | 0 | 0 | #DIV/0! | #DIV/0! | #DIV/0! | #DIV/0!
0 | 0 | 0 | 0 | #DIV/0! | #DIV/0! | #DIV/0! | #DIV/0!
0 | 0 | 0 | 0 | #DIV/0! | #DIV/0! | #DIV/0! | #DIV/0!
0 | 0 | 0 | 0 | #DIV/0! | #DIV/0! | #DIV/0! | #DIV/0!
0 | 0 | 0 | 0 | #DIV/0! | #DIV/0! | #DIV/0! | #DIV/0!
0 | 0 | 0 | 0 | #DIV/0! | #DIV/0! | #DIV/0! | #DIV/0!
0 | 0 | 0 | 0 | #DIV/0! | #DIV/0! | #DIV/0! | #DIV/0!
0 | 0 | 0 | 0 | #DIV/0! | #DIV/0! | #DIV/0! | #DIV/0!
0 | 0 | 0 | 0 | #DIV/0! | #DIV/0! | #DIV/0! | #DIV/0!
0 | 0 | 0 | 0 | #DIV/0! | #DIV/0! | #DIV/0! | #DIV/0!
0 | 0 | 0 | 0 | #DIV/0! | #DIV/0! | #DIV/0! | #DIV/0!
0 | 0 | 0 | 0 | #DIV/0! | #DIV/0! | #DIV/0! | #DIV/0!
0 | 0 | 0 | 0 | #DIV/0! | #DIV/0! | #DIV/0! | #DIV/0!
0 | 0 | 0 | 0 | #DIV/0! | #DIV/0! | #DIV/0! | #DIV/0!
0 | 0 | 0 | 0 | #DIV/0! | #DIV/0! | #DIV/0! | #DIV/0!
0 | 0 | 0 | 0 | #DIV/0! | #DIV/0! | #DIV/0! | #DIV/0!
0 | 0 | 0 | 0 | #DIV/0! | #DIV/0! | #DIV/0! | #DIV/0!
0 | 0 | 0 | 0 | #DIV/0! | #DIV/0! | #DIV/0! | #DIV/0!
0 | 0 | 0 | 0 | #DIV/0! | #DIV/0! | #DIV/0! | #DIV/0!
0 | 0 | 0 | 0 | #DIV/0! | #DIV/0! | #DIV/0! | #DIV/0!
0 | 0 | 0 | 0 | #DIV/0! | #DIV/0! | #DIV/0! | #DIV/0!
0 | 0 | 0 | 0 | #DIV/0! | #DIV/0! | #DIV/0! | #DIV/0!
0 | 0 | 0 | 0 | #DIV/0! | #DIV/0! | #DIV/0! | #DIV/0!
0 | 0 | 0 | 0 | #DIV/0! | #DIV/0! | #DIV/0! | #DIV/0!
0 | 0 | 0 | 0 | #DIV/0! | #DIV/0! | #DIV/0! | #DIV/0!
0 | 0 | 0 | 0 | #DIV/0! | #DIV/0! | #DIV/0! | #DIV/0!
0 | 0 | 0 | 0 | #DIV/0! | #DIV/0! | #DIV/0! | #DIV/0!
0 | 0 | 0 | 0 | #DIV/0! | #DIV/0! | #DIV/0! | #DIV/0!
0 | 0 | 0 | 0 | #DIV/0! | #DIV/0! | #DIV/0! | #DIV/0!
0 | 0 | 0 | 0 | #DIV/0! | #DIV/0! | #DIV/0! | #DIV/0!
0 | 0 | 0 | 0 | #DIV/0! | #DIV/0! | #DIV/0! | #DIV/0!
0 | 0 | 0 | 0 | #DIV/0! | #DIV/0! | #DIV/0! | #DIV/0!
0 | 0 | 0 | 0 | #DIV/0! | #DIV/0! | #DIV/0! | #DIV/0!
0 | 0 | 0 | 0 | #DIV/0! | #DIV/0! | #DIV/0! | #DIV/0!
0 | 0 | 0 | 0 | #DIV/0! | #DIV/0! | #DIV/0! | #DIV/0!
0 | 0 | 0 | 0 | #DIV/0! | #DIV/0! | #DIV/0! | #DIV/0!
0 | 0 | 0 | 0 | #DIV/0! | #DIV/0! | #DIV/0! | #DIV/0!
0 | 0 | 0 | 0 | #DIV/0! | #DIV/0! | #DIV/0! | #DIV/0!
0 | 0 | 0 | 0 | #DIV/0! | #DIV/0! | #DIV/0! | #DIV/0!
0 | 0 | 0 | 0 | #DIV/0! | #DIV/0! | #DIV/0! | #DIV/0!
0 | 0 | 0 | 0 | #DIV/0! | #DIV/0! | #DIV/0! | #DIV/0!
0 | 0 | 0 | 0 | #DIV/0! | #DIV/0! | #DIV/0! | #DIV/0!
0 | 0 | 0 | 0 | #DIV/0! | #DIV/0! | #DIV/0! | #DIV/0!
0 | 0 | 0 | 0 | #DIV/0! | #DIV/0! | #DIV/0! | #DIV/0!
0 | 0 | 0 | 0 | #DIV/0! | #DIV/0! | #DIV/0! | #DIV/0!
0 | 0 | 0 | 0 | #DIV/0! | #DIV/0! | #DIV/0! | #DIV/0!
0 | 0 | 0 | 0 | #DIV/0! | #DIV/0! | #DIV/0! | #DIV/0!
0 | 0 | 0 | 0 | #DIV/0! | #DIV/0! | #DIV/0! | #DIV/0!
0 | 0 | 0 | 0 | #DIV/0! | #DIV/0! | #DIV/0! | #DIV/0!
0 | 0 | 0 | 0 | #DIV/0! | #DIV/0! | #DIV/0! | #DIV/0!
0 | 0 | 0 | 0 | #DIV/0! | #DIV/0! | #DIV/0! | #DIV/0!
0 | 0 | 0 | 0 | #DIV/0! | #DIV/0! | #DIV/0! | #DIV/0!
0 | 0 | 0 | 0 | #DIV/0! | #DIV/0! | #DIV/0! | #DIV/0!
0 | 0 | 0 | 0 | #DIV/0! | #DIV/0! | #DIV/0! | #DIV/0!
0 | 0 | 0 | 0 | #DIV/0! | #DIV/0! | #DIV/0! | #DIV/0!
0 | 0 | 0 | 0 | #DIV/0! | #DIV/0! | #DIV/0! | #DIV/0!
0 | 0 | 0 | 0 | #DIV/0! | #DIV/0! | #DIV/0! | #DIV/0!
0 | 0 | 0 | 0 | #DIV/0! | #DIV/0! | #DIV/0! | #DIV/0!
0 | 0 | 0 | 0 | #DIV/0! | #DIV/0! | #DIV/0! | #DIV/0!
0 | 0 | 0 | 0 | #DIV/0! | #DIV/0! | #DIV/0! | #DIV/0!
0 | 0 | 0 | 0 | #DIV/0! | #DIV/0! | #DIV/0! | #DIV/0!
0 | 0 | 0 | 0 | #DIV/0! | #DIV/0! | #DIV/0! | #DIV/0!
0 | 0 | 0 | 0 | #DIV/0! | #DIV/0! | #DIV/0! | #DIV/0!
0 | 0 | 0 | 0 | #DIV/0! | #DIV/0! | #DIV/0! | #DIV/0!
0 | 0 | 0 | 0 | #DIV/0! | #DIV/0! | #DIV/0! | #DIV/0!
0 | 0 | 0 | 0 | #DIV/0! | #DIV/0! | #DIV/0! | #DIV/0!
0 | 0 | 0 | 0 | #DIV/0! | #DIV/0! | #DIV/0! | #DIV/0!
0 | 0 | 0 | 0 | #DIV/0! | #DIV/0! | #DIV/0! | #DIV/0!
0 | 0 | 0 | 0 | #DIV/0! | #DIV/0! | #DIV/0! | #DIV/0!
0 | 0 | 0 | 0 | #DIV/0! | #DIV/0! | #DIV/0! | #DIV/0!
0 | 0 | 0 | 0 | #DIV/0! | #DIV/0! | #DIV/0! | #DIV/0!
0 | 0 | 0 | 0 | #DIV/0! | #DIV/0! | #DIV/0! | #DIV/0!
0 | 0 | 0 | 0 | #DIV/0! | #DIV/0! | #DIV/0! | #DIV/0!
0 | 0 | 0 | 0 | #DIV/0! | #DIV/0! | #DIV/0! | #DIV/0!
0 | 0 | 0 | 0 | #DIV/0! | #DIV/0! | #DIV/0! | #DIV/0!
0 | 0 | 0 | 0 | #DIV/0! | #DIV/0! | #DIV/0! | #DIV/0!
0 | 0 | 0 | 0 | #DIV/0! | #DIV/0! | #DIV/0! | #DIV/0!
0 | 0 | 0 | 0 | #DIV/0! | #DIV/0! | #DIV/0! | #DIV/0!
0 | 0 | 0 | 0 | #DIV/0! | #DIV/0! | #DIV/0! | #DIV/0!
0 | 0 | 0 | 0 | #DIV/0! | #DIV/0! | #DIV/0! | #DIV/0!
0 | 0 | 0 | 0 | #DIV/0! | #DIV/0! | #DIV/0! | #DIV/0!
0 | 0 | 0 | 0 | #DIV/0! | #DIV/0! | #DIV/0! | #DIV/0!
0 | 0 | 0 | 0 | #DIV/0! | #DIV/0! | #DIV/0! | #DIV/0!
0 | 0 | 0 | 0 | #DIV/0! | #DIV/0! | #DIV/0! | #DIV/0!
0 | 0 | 0 | 0 | #DIV/0! | #DIV/0! | #DIV/0! | #DIV/0!
0 | 0 | 0 | 0 | #DIV/0! | #DIV/0! | #DIV/0! | #DIV/0!
0 | 0 | 0 | 0 | #DIV/0! | #DIV/0! | #DIV/0! | #DIV/0!
0 | 0 | 0 | 0 | #DIV/0! | #DIV/0! | #DIV/0! | #DIV/0!
0 | 0 | 0 | 0 | #DIV/0! | #DIV/0! | #DIV/0! | #DIV/0!
0 | 0 | 0 | 0 | #DIV/0! | #DIV/0! | #DIV/0! | #DIV/0!
0 | 0 | 0 | 0 | #DIV/0! | #DIV/0! | #DIV/0! | #DIV/0!
0 | 0 | 0 | 0 | #DIV/0! | #DIV/0! | #DIV/0! | #DIV/0!
0 | 0 | 0 | 0 | #DIV/0! | #DIV/0! | #DIV/0! | #DIV/0!
0 | 0 | 0 | 0 | #DIV/0! | #DIV/0! | #DIV/0! | #DIV/0!
0 | 0 | 0 | 0 | #DIV/0! | #DIV/0! | #DIV/0! | #DIV/0!
0 | 0 | 0 | 0 | #DIV/0! | #DIV/0! | #DIV/0! | #DIV/0!
0 | 0 | 0 | 0 | #DIV/0! | #DIV/0! | #DIV/0! | #DIV/0!
0 | 0 | 0 | 0 | #DIV/0! | #DIV/0! | #DIV/0! | #DIV/0!
0 | 0 | 0 | 0 | #DIV/0! | #DIV/0! | #DIV/0! | #DIV/0!
0 | 0 | 0 | 0 | #DIV/0! | #DIV/0! | #DIV/0! | #DIV/0!
0 | 0 | 0 | 0 | #DIV/0! | #DIV/0! | #DIV/0! | #DIV/0!
0 | 0 | 0 | 0 | #DIV/0! | #DIV/0! | #DIV/0! | #DIV/0!
0 | 0 | 0 | 0 | #DIV/0! | #DIV/0! | #DIV/0! | #DIV/0!
0 | 0 | 0 | 0 | #DIV/0! | #DIV/0! | #DIV/0! | #DIV/0!
0 | 0 | 0 | 0 | #DIV/0! | #DIV/0! | #DIV/0! | #DIV/0!
0 | 0 | 0 | 0 | #DIV/0! | #DIV/0! | #DIV/0! | #DIV/0!
0 | 0 | 0 | 0 | #DIV/0! | #DIV/0! | #DIV/0! | #DIV/0!
0 | 0 | 0 | 0 | #DIV/0! | #DIV/0! | #DIV/0! | #DIV/0!
0 | 0 | 0 | 0 | #DIV/0! | #DIV/0! | #DIV/0! | #DIV/0!
0 | 0 | 0 | 0 | #DIV/0! | #DIV/0! | #DIV/0! | #DIV/0!
0 | 0 | 0 | 0 | #DIV/0! | #DIV/0! | #DIV/0! | #DIV/0!
0 | 0 | 0 | 0 | #DIV/0! | #DIV/0! | #DIV/0! | #DIV/0!
0 | 0 | 0 | 0 | #DIV/0! | #DIV/0! | #DIV/0! | #DIV/0!
0 | 0 | 0 | 0 | #DIV/0! | #DIV/0! | #DIV/0! | #DIV/0!
0 | 0 | 0 | 0 | #DIV/0! | #DIV/0! | #DIV/0! | #DIV/0!
0 | 0 | 0 | 0 | #DIV/0! | #DIV/0! | #DIV/0! | #DIV/0!
0 | 0 | 0 | 0 | #DIV/0! | #DIV/0! | #DIV/0! | #DIV/0!
0 | 0 | 0 | 0 | #DIV/0! | #DIV/0! | #DIV/0! | #DIV/0!
0 | 0 | 0 | 0 | #DIV/0! | #DIV/0! | #DIV/0! | #DIV/0!
0 | 0 | 0 | 0 | #DIV/0! | #DIV/0! | #DIV/0! | #DIV/0!
0 | 0 | 0 | 0 | #DIV/0! | #DIV/0! | #DIV/0! | #DIV/0!
0 | 0 | 0 | 0 | #DIV/0! | #DIV/0! | #DIV/0! | #DIV/0!
0 | 0 | 0 | 0 | #DIV/0! | #DIV/0! | #DIV/0! | #DIV/0!
0 | 0 | 0 | 0 | #DIV/0! | #DIV/0! | #DIV/0! | #DIV/0!
0 | 0 | 0 | 0 | #DIV/0! | #DIV/0! | #DIV/0! | #DIV/0!
0 | 0 | 0 | 0 | #DIV/0! | #DIV/0! | #DIV/0! | #DIV/0!
0 | 0 | 0 | 0 | #DIV/0! | #DIV/0! | #DIV/0! | #DIV/0!
0 | 0 | 0 | 0 | #DIV/0! | #DIV/0! | #DIV/0! | #DIV/0!
0 | 0 | 0 | 0 | #DIV/0! | #DIV/0! | #DIV/0! | #DIV/0!
0 | 0 | 0 | 0 | #DIV/0! | #DIV/0! | #DIV/0! | #DIV/0!
0 | 0 | 0 | 0 | #DIV/0! | #DIV/0! | #DIV/0! | #DIV/0!
0 | 0 | 0 | 0 | #DIV/0! | #DIV/0! | #DIV/0! | #DIV/0!
0 | 0 | 0 | 0 | #DIV/0! | #DIV/0! | #DIV/0! | #DIV/0!
0 | 0 | 0 | 0 | #DIV/0! | #DIV/0! | #DIV/0! | #DIV/0!
0 | 0 | 0 | 0 | #DIV/0! | #DIV/0! | #DIV/0! | #DIV/0!
0 | 0 | 0 | 0 | #DIV/0! | #DIV/0! | #DIV/0! | #DIV/0!
0 | 0 | 0 | 0 | #DIV/0! | #DIV/0! | #DIV/0! | #DIV/0!
0 | 0 | 0 | 0 | #DIV/0! | #DIV/0! | #DIV/0! | #DIV/0!
0 | 0 | 0 | 0 | #DIV/0! | #DIV/0! | #DIV/0! | #DIV/0!
0 | 0 | 0 | 0 | #DIV/0! | #DIV/0! | #DIV/0! | #DIV/0!
0 | 0 | 0 | 0 | #DIV/0! | #DIV/0! | #DIV/0! | #DIV/0!
0 | 0 | 0 | 0 | #DIV/0! | #DIV/0! | #DIV/0! | #DIV/0!
0 | 0 | 0 | 0 | #DIV/0! | #DIV/0! | #DIV/0! | #DIV/0!
0 | 0 | 0 | 0 | #DIV/0! | #DIV/0! | #DIV/0! | #DIV/0!
0 | 0 | 0 | 0 | #DIV/0! | #DIV/0! | #DIV/0! | #DIV/0!
0 | 0 | 0 | 0 | #DIV/0! | #DIV/0! | #DIV/0! | #DIV/0!
0 | 0 | 0 | 0 | #DIV/0! | #DIV/0! | #DIV/0! | #DIV/0!
0 | 0 | 0 | 0 | #DIV/0! | #DIV/0! | #DIV/0! | #DIV/0!
0 | 0 | 0 | 0 | #DIV/0! | #DIV/0! | #DIV/0! | #DIV/0!
0 | 0 | 0 | 0 | #DIV/0! | #DIV/0! | #DIV/0! | #DIV/0!
0 | 0 | 0 | 0 | #DIV/0! | #DIV/0! | #DIV/0! | #DIV/0!
0 | 0 | 0 | 0 | #DIV/0! | #DIV/0! | #DIV/0! | #DIV/0!
0 | 0 | 0 | 0 | #DIV/0! | #DIV/0! | #DIV/0! | #DIV/0!
0 | 0 | 0 | 0 | #DIV/0! | #DIV/0! | #DIV/0! | #DIV/0!
0 | 0 | 0 | 0 | #DIV/0! | #DIV/0! | #DIV/0! | #DIV/0!
0 | 0 | 0 | 0 | #DIV/0! | #DIV/0! | #DIV/0! | #DIV/0!
0 | 0 | 0 | 0 | #DIV/0! | #DIV/0! | #DIV/0! | #DIV/0!
0 | 0 | 0 | 0 | #DIV/0! | #DIV/0! | #DIV/0! | #DIV/0!
0 | 0 | 0 | 0 | #DIV/0! | #DIV/0! | #DIV/0! | #DIV/0!
0 | 0 | 0 | 0 | #DIV/0! | #DIV/0! | #DIV/0! | #DIV/0!
0 | 0 | 0 | 0 | #DIV/0! | #DIV/0! | #DIV/0! | #DIV/0!
0 | 0 | 0 | 0 | #DIV/0! | #DIV/0! | #DIV/0! | #DIV/0!
0 | 0 | 0 | 0 | #DIV/0! | #DIV/0! | #DIV/0! | #DIV/0!
0 | 0 | 0 | 0 | #DIV/0! | #DIV/0! | #DIV/0! | #DIV/0!
0 | 0 | 0 | 0 | #DIV/0! | #DIV/0! | #DIV/0! | #DIV/0!

## Sound Pressure (hidden)
|  |  |  | sound power spectrum [Hz] | [7 empty] | sound power spectrum [Hz] | [7 empty] | perimeter | cross section | sound attenuation [Hz] | [7 empty] | limit freq. | midband | sound attenuation [Hz] | [7 empty] | sound attenuation [Hz] | [7 empty] | sound attenuation [Hz] | [7 empty] | sound attenuation [Hz] | [7 empty] | sound attenuation [Hz] | [7 empty] | sound pressure [Hz] | [7 empty] | sound pressure Lp |  | sound power spectrum [Hz] | [7 empty] | sound pressure [Hz] | [7 empty] | sound pressure Lp |  | sound power spectrum [Hz]
Flow rate | W | H | Hintern | discharge noise | [7 empty] | radiated noise | [7 empty] | P | A | unlined rectangular duct of 3 m | [7 empty] | fG | pos. relative | unlined rectangular bend | [7 empty] | end reflection | [7 empty] | environmental adjustment factor | [7 empty] | room attenuation - discharge noise | [7 empty] | ceiling - radiation noise | [7 empty] | discharge noise [dB] | [7 empty] | discharge |  | discharge noise [NR] | [7 empty] | radiated noise [dB] | [7 empty] | radiated |  | radiated noise [NR]
[m³/h] | [m] | [m] | [m] | 63 | 125 | 250 | 500 | 1000 | 2000 | 4000 | 8000 | 63 | 125 | 250 | 500 | 1000 | 2000 | 4000 | 8000 | [m] | [m] | 63 | 125 | 250 | 500 | 1000 | 2000 | 4000 | 8000 | [Hz] | to 125 Hz | 63 | 125 | 250 | 500 | 1000 | 2000 | 4000 | 8000 | 63 | 125 | 250 | 500 | 1000 | 2000 | 4000 | 8000 | 63 | 125 | 250 | 500 | 1000 | 2000 | 4000 | 8000 | 63 | 125 | 250 | 500 | 1000 | 2000 | 4000 | 8000 | 63 | 125 | 250 | 500 | 1000 | 2000 | 4000 | 8000 | 63 | 125 | 250 | 500 | 1000 | 2000 | 4000 | 8000 | dB(A) | NR | 63 | 125 | 250 | 500 | 1000 | 2000 | 4000 | 8000 | 63 | 125 | 250 | 500 | 1000 | 2000 | 4000 | 8000 | dB(A) | NR | 63 | 125 | 250 | 500 | 1000 | 2000 | 4000 | 8000
3024 | 0.6 | 0.2 | 0.2 | 34.0149 | 76.0934 | 65.3331 | 54.7926 | 49.8002 | 46.6438 | 43.861 | 39.5679 | 63.3077 | 61.28 | 51.3646 | 45.9968 | 42.9515 | 40.1482 | 37.304 | 36.7022 | 1.6 | 0.12 | 1.7303 | 1.6592 | 1.0964 | 0.69521 | 0.57357 | 0.57357 | 0.57357 | 0.57357 | 286 | 1 | 0 | 1 | 2 | 3 | 3 | 3 | 3 | 3 | 10.3503 | 5.4401 | 2.1082 | 0.6304 | 0.16638 | 0.042197 | 0.010588 | 0.0026494 | 4 | 2 | 1 | 0 | 0 | 0 | 0 | 0 | 10.6939 | 10.6939 | 10.6939 | 10.6939 | 10.6939 | 10.6939 | 10.6939 | 10.6939 | 10.6939 | 13.6939 | 21.6939 | 29.6939 | 33.6939 | 33.6939 | 33.6939 | 33.6939 | 7.2404 | 55.3002 | 48.4345 | 39.7731 | 35.3663 | 32.3341 | 29.5829 | 25.2978 | 44.7115 | 39.1769 | -35.7717 | 38.2761 | 39.1769 | 35.9066 | 35.3663 | 35.3045 | 34.8126 | 32.328 | 48.6137 | 45.586 | 28.6707 | 16.3029 | 9.2575 | 6.4543 | 3.6101 | 3.0083 | 30.8044 | 27.1104 | 16.5997 | 27.1104 | 17.9255 | 11.8099 | 9.2575 | 9.8072 | 9.4732 | 10.6877
1008 | 0.2 | 0.2 | 0.2 | 34.0149 | 82.6067 | 71.6964 | 55.003 | 49.7173 | 46.6177 | 43.8186 | 38.6287 | 75.3977 | 70.6885 | 60.6698 | 55.9169 | 48.3538 | 43.6699 | 42.0814 | 39.7003 | 0.8 | 0.04 | 1.81 | 1.8177 | 1.3042 | 0.85249 | 0.7572 | 0.7572 | 0.7572 | 0.7572 | 858 | 3 | 0 | 0 | 0 | 1 | 2 | 3 | 3 | 3 | 14.8458 | 9.2934 | 4.5858 | 1.6692 | 0.48117 | 0.12538 | 0.031686 | 0.0079433 | 4 | 2 | 1 | 0 | 0 | 0 | 0 | 0 | 10.6939 | 10.6939 | 10.6939 | 10.6939 | 10.6939 | 10.6939 | 10.6939 | 10.6939 | 10.6939 | 13.6939 | 21.6939 | 29.6939 | 33.6939 | 33.6939 | 33.6939 | 33.6939 | 2.6652 | 58.8016 | 54.1124 | 40.7873 | 35.7851 | 32.0412 | 29.3358 | 24.1697 | 48.2692 | 45.2822 | -41.5631 | 42.3007 | 45.2822 | 36.948 | 35.7851 | 35.016 | 34.5715 | 31.2327 | 60.7038 | 54.9946 | 37.9759 | 26.2229 | 14.6599 | 9.9759 | 8.3875 | 6.0063 | 40.6798 | 37.9248 | 31.9035 | 37.9248 | 27.9311 | 21.9948 | 14.6599 | 13.2768 | 14.1341 | 13.5984
3024 | 0.2 | 0.6 | 0.6 | 34.0149 | 76.8074 | 65.248 | 55.2321 | 49.719 | 46.6198 | 43.8229 | 38.8822 | 72.5543 | 64.1619 | 67.3094 | 62.3831 | 55.5879 | 49.9978 | 53.3391 | 51.62 | 1.6 | 0.12 | 1.7303 | 1.6592 | 1.0964 | 0.69521 | 0.57357 | 0.57357 | 0.57357 | 0.57357 | 286 | 1 | 0 | 1 | 2 | 3 | 3 | 3 | 3 | 3 | 10.3503 | 5.4401 | 2.1082 | 0.6304 | 0.16638 | 0.042197 | 0.010588 | 0.0026494 | 4 | 2 | 1 | 0 | 0 | 0 | 0 | 0 | 10.6939 | 10.6939 | 10.6939 | 10.6939 | 10.6939 | 10.6939 | 10.6939 | 10.6939 | 10.6939 | 13.6939 | 21.6939 | 29.6939 | 33.6939 | 33.6939 | 33.6939 | 33.6939 | 7.2404 | 56.0142 | 48.3494 | 40.2126 | 35.2851 | 32.3101 | 29.5448 | 24.6121 | 44.9484 | 39.0968 | -35.7717 | 39.0968 | 39.0854 | 36.3579 | 35.2851 | 35.2809 | 34.7754 | 31.6622 | 57.8604 | 48.4679 | 44.6155 | 32.6892 | 21.894 | 16.3039 | 19.6452 | 17.926 | 39.2686 | 35.0704 | 28.3043 | 30.4229 | 35.0704 | 28.6337 | 21.894 | 19.5112 | 25.1172 | 25.1709
0 | 0 | 0 | 0 | #DIV/0! | #DIV/0! | #DIV/0! | #DIV/0! | #DIV/0! | #DIV/0! | #DIV/0! | #DIV/0! | #DIV/0! | #DIV/0! | #DIV/0! | #DIV/0! | #DIV/0! | #DIV/0! | #DIV/0! | #DIV/0! | 0 | 0 | #DIV/0! | #DIV/0! | #DIV/0! | #DIV/0! | #DIV/0! | #DIV/0! | #DIV/0! | #DIV/0! | #DIV/0! | #DIV/0! | #DIV/0! | #DIV/0! | #DIV/0! | #DIV/0! | #DIV/0! | #DIV/0! | #DIV/0! | #DIV/0! | #DIV/0! | #DIV/0! | #DIV/0! | #DIV/0! | #DIV/0! | #DIV/0! | #DIV/0! | #DIV/0! | 4 | 2 | 1 | 0 | 0 | 0 | 0 | 0 | 10.6939 | 10.6939 | 10.6939 | 10.6939 | 10.6939 | 10.6939 | 10.6939 | 10.6939 | 10.6939 | 13.6939 | 21.6939 | 29.6939 | 33.6939 | 33.6939 | 33.6939 | 33.6939 | #DIV/0! | #DIV/0! | #DIV/0! | #DIV/0! | #DIV/0! | #DIV/0! | #DIV/0! | #DIV/0! | #DIV/0! | #DIV/0! | #DIV/0! | #DIV/0! | #DIV/0! | #DIV/0! | #DIV/0! | #DIV/0! | #DIV/0! | #DIV/0! | #DIV/0! | #DIV/0! | #DIV/0! | #DIV/0! | #DIV/0! | #DIV/0! | #DIV/0! | #DIV/0! | #DIV/0! | #DIV/0! | #DIV/0! | #DIV/0! | #DIV/0! | #DIV/0! | #DIV/0! | #DIV/0! | #DIV/0! | #DIV/0!
0 | 0 | 0 | 0 | #DIV/0! | #DIV/0! | #DIV/0! | #DIV/0! | #DIV/0! | #DIV/0! | #DIV/0! | #DIV/0! | #DIV/0! | #DIV/0! | #DIV/0! | #DIV/0! | #DIV/0! | #DIV/0! | #DIV/0! | #DIV/0! | 0 | 0 | #DIV/0! | #DIV/0! | #DIV/0! | #DIV/0! | #DIV/0! | #DIV/0! | #DIV/0! | #DIV/0! | #DIV/0! | #DIV/0! | #DIV/0! | #DIV/0! | #DIV/0! | #DIV/0! | #DIV/0! | #DIV/0! | #DIV/0! | #DIV/0! | #DIV/0! | #DIV/0! | #DIV/0! | #DIV/0! | #DIV/0! | #DIV/0! | #DIV/0! | #DIV/0! | 4 | 2 | 1 | 0 | 0 | 0 | 0 | 0 | 10.6939 | 10.6939 | 10.6939 | 10.6939 | 10.6939 | 10.6939 | 10.6939 | 10.6939 | 10.6939 | 13.6939 | 21.6939 | 29.6939 | 33.6939 | 33.6939 | 33.6939 | 33.6939 | #DIV/0! | #DIV/0! | #DIV/0! | #DIV/0! | #DIV/0! | #DIV/0! | #DIV/0! | #DIV/0! | #DIV/0! | #DIV/0! | #DIV/0! | #DIV/0! | #DIV/0! | #DIV/0! | #DIV/0! | #DIV/0! | #DIV/0! | #DIV/0! | #DIV/0! | #DIV/0! | #DIV/0! | #DIV/0! | #DIV/0! | #DIV/0! | #DIV/0! | #DIV/0! | #DIV/0! | #DIV/0! | #DIV/0! | #DIV/0! | #DIV/0! | #DIV/0! | #DIV/0! | #DIV/0! | #DIV/0! | #DIV/0!
0 | 0 | 0 | 0 | #DIV/0! | #DIV/0! | #DIV/0! | #DIV/0! | #DIV/0! | #DIV/0! | #DIV/0! | #DIV/0! | #DIV/0! | #DIV/0! | #DIV/0! | #DIV/0! | #DIV/0! | #DIV/0! | #DIV/0! | #DIV/0! | 0 | 0 | #DIV/0! | #DIV/0! | #DIV/0! | #DIV/0! | #DIV/0! | #DIV/0! | #DIV/0! | #DIV/0! | #DIV/0! | #DIV/0! | #DIV/0! | #DIV/0! | #DIV/0! | #DIV/0! | #DIV/0! | #DIV/0! | #DIV/0! | #DIV/0! | #DIV/0! | #DIV/0! | #DIV/0! | #DIV/0! | #DIV/0! | #DIV/0! | #DIV/0! | #DIV/0! | 4 | 2 | 1 | 0 | 0 | 0 | 0 | 0 | 10.6939 | 10.6939 | 10.6939 | 10.6939 | 10.6939 | 10.6939 | 10.6939 | 10.6939 | 10.6939 | 13.6939 | 21.6939 | 29.6939 | 33.6939 | 33.6939 | 33.6939 | 33.6939 | #DIV/0! | #DIV/0! | #DIV/0! | #DIV/0! | #DIV/0! | #DIV/0! | #DIV/0! | #DIV/0! | #DIV/0! | #DIV/0! | #DIV/0! | #DIV/0! | #DIV/0! | #DIV/0! | #DIV/0! | #DIV/0! | #DIV/0! | #DIV/0! | #DIV/0! | #DIV/0! | #DIV/0! | #DIV/0! | #DIV/0! | #DIV/0! | #DIV/0! | #DIV/0! | #DIV/0! | #DIV/0! | #DIV/0! | #DIV/0! | #DIV/0! | #DIV/0! | #DIV/0! | #DIV/0! | #DIV/0! | #DIV/0!
0 | 0 | 0 | 0 | #DIV/0! | #DIV/0! | #DIV/0! | #DIV/0! | #DIV/0! | #DIV/0! | #DIV/0! | #DIV/0! | #DIV/0! | #DIV/0! | #DIV/0! | #DIV/0! | #DIV/0! | #DIV/0! | #DIV/0! | #DIV/0! | 0 | 0 | #DIV/0! | #DIV/0! | #DIV/0! | #DIV/0! | #DIV/0! | #DIV/0! | #DIV/0! | #DIV/0! | #DIV/0! | #DIV/0! | #DIV/0! | #DIV/0! | #DIV/0! | #DIV/0! | #DIV/0! | #DIV/0! | #DIV/0! | #DIV/0! | #DIV/0! | #DIV/0! | #DIV/0! | #DIV/0! | #DIV/0! | #DIV/0! | #DIV/0! | #DIV/0! | 4 | 2 | 1 | 0 | 0 | 0 | 0 | 0 | 10.6939 | 10.6939 | 10.6939 | 10.6939 | 10.6939 | 10.6939 | 10.6939 | 10.6939 | 10.6939 | 13.6939 | 21.6939 | 29.6939 | 33.6939 | 33.6939 | 33.6939 | 33.6939 | #DIV/0! | #DIV/0! | #DIV/0! | #DIV/0! | #DIV/0! | #DIV/0! | #DIV/0! | #DIV/0! | #DIV/0! | #DIV/0! | #DIV/0! | #DIV/0! | #DIV/0! | #DIV/0! | #DIV/0! | #DIV/0! | #DIV/0! | #DIV/0! | #DIV/0! | #DIV/0! | #DIV/0! | #DIV/0! | #DIV/0! | #DIV/0! | #DIV/0! | #DIV/0! | #DIV/0! | #DIV/0! | #DIV/0! | #DIV/0! | #DIV/0! | #DIV/0! | #DIV/0! | #DIV/0! | #DIV/0! | #DIV/0!
0 | 0 | 0 | 0 | #DIV/0! | #DIV/0! | #DIV/0! | #DIV/0! | #DIV/0! | #DIV/0! | #DIV/0! | #DIV/0! | #DIV/0! | #DIV/0! | #DIV/0! | #DIV/0! | #DIV/0! | #DIV/0! | #DIV/0! | #DIV/0! | 0 | 0 | #DIV/0! | #DIV/0! | #DIV/0! | #DIV/0! | #DIV/0! | #DIV/0! | #DIV/0! | #DIV/0! | #DIV/0! | #DIV/0! | #DIV/0! | #DIV/0! | #DIV/0! | #DIV/0! | #DIV/0! | #DIV/0! | #DIV/0! | #DIV/0! | #DIV/0! | #DIV/0! | #DIV/0! | #DIV/0! | #DIV/0! | #DIV/0! | #DIV/0! | #DIV/0! | 4 | 2 | 1 | 0 | 0 | 0 | 0 | 0 | 10.6939 | 10.6939 | 10.6939 | 10.6939 | 10.6939 | 10.6939 | 10.6939 | 10.6939 | 10.6939 | 13.6939 | 21.6939 | 29.6939 | 33.6939 | 33.6939 | 33.6939 | 33.6939 | #DIV/0! | #DIV/0! | #DIV/0! | #DIV/0! | #DIV/0! | #DIV/0! | #DIV/0! | #DIV/0! | #DIV/0! | #DIV/0! | #DIV/0! | #DIV/0! | #DIV/0! | #DIV/0! | #DIV/0! | #DIV/0! | #DIV/0! | #DIV/0! | #DIV/0! | #DIV/0! | #DIV/0! | #DIV/0! | #DIV/0! | #DIV/0! | #DIV/0! | #DIV/0! | #DIV/0! | #DIV/0! | #DIV/0! | #DIV/0! | #DIV/0! | #DIV/0! | #DIV/0! | #DIV/0! | #DIV/0! | #DIV/0!
0 | 0 | 0 | 0 | #DIV/0! | #DIV/0! | #DIV/0! | #DIV/0! | #DIV/0! | #DIV/0! | #DIV/0! | #DIV/0! | #DIV/0! | #DIV/0! | #DIV/0! | #DIV/0! | #DIV/0! | #DIV/0! | #DIV/0! | #DIV/0! | 0 | 0 | #DIV/0! | #DIV/0! | #DIV/0! | #DIV/0! | #DIV/0! | #DIV/0! | #DIV/0! | #DIV/0! | #DIV/0! | #DIV/0! | #DIV/0! | #DIV/0! | #DIV/0! | #DIV/0! | #DIV/0! | #DIV/0! | #DIV/0! | #DIV/0! | #DIV/0! | #DIV/0! | #DIV/0! | #DIV/0! | #DIV/0! | #DIV/0! | #DIV/0! | #DIV/0! | 4 | 2 | 1 | 0 | 0 | 0 | 0 | 0 | 10.6939 | 10.6939 | 10.6939 | 10.6939 | 10.6939 | 10.6939 | 10.6939 | 10.6939 | 10.6939 | 13.6939 | 21.6939 | 29.6939 | 33.6939 | 33.6939 | 33.6939 | 33.6939 | #DIV/0! | #DIV/0! | #DIV/0! | #DIV/0! | #DIV/0! | #DIV/0! | #DIV/0! | #DIV/0! | #DIV/0! | #DIV/0! | #DIV/0! | #DIV/0! | #DIV/0! | #DIV/0! | #DIV/0! | #DIV/0! | #DIV/0! | #DIV/0! | #DIV/0! | #DIV/0! | #DIV/0! | #DIV/0! | #DIV/0! | #DIV/0! | #DIV/0! | #DIV/0! | #DIV/0! | #DIV/0! | #DIV/0! | #DIV/0! | #DIV/0! | #DIV/0! | #DIV/0! | #DIV/0! | #DIV/0! | #DIV/0!
0 | 0 | 0 | 0 | #DIV/0! | #DIV/0! | #DIV/0! | #DIV/0! | #DIV/0! | #DIV/0! | #DIV/0! | #DIV/0! | #DIV/0! | #DIV/0! | #DIV/0! | #DIV/0! | #DIV/0! | #DIV/0! | #DIV/0! | #DIV/0! | 0 | 0 | #DIV/0! | #DIV/0! | #DIV/0! | #DIV/0! | #DIV/0! | #DIV/0! | #DIV/0! | #DIV/0! | #DIV/0! | #DIV/0! | #DIV/0! | #DIV/0! | #DIV/0! | #DIV/0! | #DIV/0! | #DIV/0! | #DIV/0! | #DIV/0! | #DIV/0! | #DIV/0! | #DIV/0! | #DIV/0! | #DIV/0! | #DIV/0! | #DIV/0! | #DIV/0! | 4 | 2 | 1 | 0 | 0 | 0 | 0 | 0 | 10.6939 | 10.6939 | 10.6939 | 10.6939 | 10.6939 | 10.6939 | 10.6939 | 10.6939 | 10.6939 | 13.6939 | 21.6939 | 29.6939 | 33.6939 | 33.6939 | 33.6939 | 33.6939 | #DIV/0! | #DIV/0! | #DIV/0! | #DIV/0! | #DIV/0! | #DIV/0! | #DIV/0! | #DIV/0! | #DIV/0! | #DIV/0! | #DIV/0! | #DIV/0! | #DIV/0! | #DIV/0! | #DIV/0! | #DIV/0! | #DIV/0! | #DIV/0! | #DIV/0! | #DIV/0! | #DIV/0! | #DIV/0! | #DIV/0! | #DIV/0! | #DIV/0! | #DIV/0! | #DIV/0! | #DIV/0! | #DIV/0! | #DIV/0! | #DIV/0! | #DIV/0! | #DIV/0! | #DIV/0! | #DIV/0! | #DIV/0!
0 | 0 | 0 | 0 | #DIV/0! | #DIV/0! | #DIV/0! | #DIV/0! | #DIV/0! | #DIV/0! | #DIV/0! | #DIV/0! | #DIV/0! | #DIV/0! | #DIV/0! | #DIV/0! | #DIV/0! | #DIV/0! | #DIV/0! | #DIV/0! | 0 | 0 | #DIV/0! | #DIV/0! | #DIV/0! | #DIV/0! | #DIV/0! | #DIV/0! | #DIV/0! | #DIV/0! | #DIV/0! | #DIV/0! | #DIV/0! | #DIV/0! | #DIV/0! | #DIV/0! | #DIV/0! | #DIV/0! | #DIV/0! | #DIV/0! | #DIV/0! | #DIV/0! | #DIV/0! | #DIV/0! | #DIV/0! | #DIV/0! | #DIV/0! | #DIV/0! | 4 | 2 | 1 | 0 | 0 | 0 | 0 | 0 | 10.6939 | 10.6939 | 10.6939 | 10.6939 | 10.6939 | 10.6939 | 10.6939 | 10.6939 | 10.6939 | 13.6939 | 21.6939 | 29.6939 | 33.6939 | 33.6939 | 33.6939 | 33.6939 | #DIV/0! | #DIV/0! | #DIV/0! | #DIV/0! | #DIV/0! | #DIV/0! | #DIV/0! | #DIV/0! | #DIV/0! | #DIV/0! | #DIV/0! | #DIV/0! | #DIV/0! | #DIV/0! | #DIV/0! | #DIV/0! | #DIV/0! | #DIV/0! | #DIV/0! | #DIV/0! | #DIV/0! | #DIV/0! | #DIV/0! | #DIV/0! | #DIV/0! | #DIV/0! | #DIV/0! | #DIV/0! | #DIV/0! | #DIV/0! | #DIV/0! | #DIV/0! | #DIV/0! | #DIV/0! | #DIV/0! | #DIV/0!
0 | 0 | 0 | 0 | #DIV/0! | #DIV/0! | #DIV/0! | #DIV/0! | #DIV/0! | #DIV/0! | #DIV/0! | #DIV/0! | #DIV/0! | #DIV/0! | #DIV/0! | #DIV/0! | #DIV/0! | #DIV/0! | #DIV/0! | #DIV/0! | 0 | 0 | #DIV/0! | #DIV/0! | #DIV/0! | #DIV/0! | #DIV/0! | #DIV/0! | #DIV/0! | #DIV/0! | #DIV/0! | #DIV/0! | #DIV/0! | #DIV/0! | #DIV/0! | #DIV/0! | #DIV/0! | #DIV/0! | #DIV/0! | #DIV/0! | #DIV/0! | #DIV/0! | #DIV/0! | #DIV/0! | #DIV/0! | #DIV/0! | #DIV/0! | #DIV/0! | 4 | 2 | 1 | 0 | 0 | 0 | 0 | 0 | 10.6939 | 10.6939 | 10.6939 | 10.6939 | 10.6939 | 10.6939 | 10.6939 | 10.6939 | 10.6939 | 13.6939 | 21.6939 | 29.6939 | 33.6939 | 33.6939 | 33.6939 | 33.6939 | #DIV/0! | #DIV/0! | #DIV/0! | #DIV/0! | #DIV/0! | #DIV/0! | #DIV/0! | #DIV/0! | #DIV/0! | #DIV/0! | #DIV/0! | #DIV/0! | #DIV/0! | #DIV/0! | #DIV/0! | #DIV/0! | #DIV/0! | #DIV/0! | #DIV/0! | #DIV/0! | #DIV/0! | #DIV/0! | #DIV/0! | #DIV/0! | #DIV/0! | #DIV/0! | #DIV/0! | #DIV/0! | #DIV/0! | #DIV/0! | #DIV/0! | #DIV/0! | #DIV/0! | #DIV/0! | #DIV/0! | #DIV/0!
0 | 0 | 0 | 0 | #DIV/0! | #DIV/0! | #DIV/0! | #DIV/0! | #DIV/0! | #DIV/0! | #DIV/0! | #DIV/0! | #DIV/0! | #DIV/0! | #DIV/0! | #DIV/0! | #DIV/0! | #DIV/0! | #DIV/0! | #DIV/0! | 0 | 0 | #DIV/0! | #DIV/0! | #DIV/0! | #DIV/0! | #DIV/0! | #DIV/0! | #DIV/0! | #DIV/0! | #DIV/0! | #DIV/0! | #DIV/0! | #DIV/0! | #DIV/0! | #DIV/0! | #DIV/0! | #DIV/0! | #DIV/0! | #DIV/0! | #DIV/0! | #DIV/0! | #DIV/0! | #DIV/0! | #DIV/0! | #DIV/0! | #DIV/0! | #DIV/0! | 4 | 2 | 1 | 0 | 0 | 0 | 0 | 0 | 10.6939 | 10.6939 | 10.6939 | 10.6939 | 10.6939 | 10.6939 | 10.6939 | 10.6939 | 10.6939 | 13.6939 | 21.6939 | 29.6939 | 33.6939 | 33.6939 | 33.6939 | 33.6939 | #DIV/0! | #DIV/0! | #DIV/0! | #DIV/0! | #DIV/0! | #DIV/0! | #DIV/0! | #DIV/0! | #DIV/0! | #DIV/0! | #DIV/0! | #DIV/0! | #DIV/0! | #DIV/0! | #DIV/0! | #DIV/0! | #DIV/0! | #DIV/0! | #DIV/0! | #DIV/0! | #DIV/0! | #DIV/0! | #DIV/0! | #DIV/0! | #DIV/0! | #DIV/0! | #DIV/0! | #DIV/0! | #DIV/0! | #DIV/0! | #DIV/0! | #DIV/0! | #DIV/0! | #DIV/0! | #DIV/0! | #DIV/0!
0 | 0 | 0 | 0 | #DIV/0! | #DIV/0! | #DIV/0! | #DIV/0! | #DIV/0! | #DIV/0! | #DIV/0! | #DIV/0! | #DIV/0! | #DIV/0! | #DIV/0! | #DIV/0! | #DIV/0! | #DIV/0! | #DIV/0! | #DIV/0! | 0 | 0 | #DIV/0! | #DIV/0! | #DIV/0! | #DIV/0! | #DIV/0! | #DIV/0! | #DIV/0! | #DIV/0! | #DIV/0! | #DIV/0! | #DIV/0! | #DIV/0! | #DIV/0! | #DIV/0! | #DIV/0! | #DIV/0! | #DIV/0! | #DIV/0! | #DIV/0! | #DIV/0! | #DIV/0! | #DIV/0! | #DIV/0! | #DIV/0! | #DIV/0! | #DIV/0! | 4 | 2 | 1 | 0 | 0 | 0 | 0 | 0 | 10.6939 | 10.6939 | 10.6939 | 10.6939 | 10.6939 | 10.6939 | 10.6939 | 10.6939 | 10.6939 | 13.6939 | 21.6939 | 29.6939 | 33.6939 | 33.6939 | 33.6939 | 33.6939 | #DIV/0! | #DIV/0! | #DIV/0! | #DIV/0! | #DIV/0! | #DIV/0! | #DIV/0! | #DIV/0! | #DIV/0! | #DIV/0! | #DIV/0! | #DIV/0! | #DIV/0! | #DIV/0! | #DIV/0! | #DIV/0! | #DIV/0! | #DIV/0! | #DIV/0! | #DIV/0! | #DIV/0! | #DIV/0! | #DIV/0! | #DIV/0! | #DIV/0! | #DIV/0! | #DIV/0! | #DIV/0! | #DIV/0! | #DIV/0! | #DIV/0! | #DIV/0! | #DIV/0! | #DIV/0! | #DIV/0! | #DIV/0!
0 | 0 | 0 | 0 | #DIV/0! | #DIV/0! | #DIV/0! | #DIV/0! | #DIV/0! | #DIV/0! | #DIV/0! | #DIV/0! | #DIV/0! | #DIV/0! | #DIV/0! | #DIV/0! | #DIV/0! | #DIV/0! | #DIV/0! | #DIV/0! | 0 | 0 | #DIV/0! | #DIV/0! | #DIV/0! | #DIV/0! | #DIV/0! | #DIV/0! | #DIV/0! | #DIV/0! | #DIV/0! | #DIV/0! | #DIV/0! | #DIV/0! | #DIV/0! | #DIV/0! | #DIV/0! | #DIV/0! | #DIV/0! | #DIV/0! | #DIV/0! | #DIV/0! | #DIV/0! | #DIV/0! | #DIV/0! | #DIV/0! | #DIV/0! | #DIV/0! | 4 | 2 | 1 | 0 | 0 | 0 | 0 | 0 | 10.6939 | 10.6939 | 10.6939 | 10.6939 | 10.6939 | 10.6939 | 10.6939 | 10.6939 | 10.6939 | 13.6939 | 21.6939 | 29.6939 | 33.6939 | 33.6939 | 33.6939 | 33.6939 | #DIV/0! | #DIV/0! | #DIV/0! | #DIV/0! | #DIV/0! | #DIV/0! | #DIV/0! | #DIV/0! | #DIV/0! | #DIV/0! | #DIV/0! | #DIV/0! | #DIV/0! | #DIV/0! | #DIV/0! | #DIV/0! | #DIV/0! | #DIV/0! | #DIV/0! | #DIV/0! | #DIV/0! | #DIV/0! | #DIV/0! | #DIV/0! | #DIV/0! | #DIV/0! | #DIV/0! | #DIV/0! | #DIV/0! | #DIV/0! | #DIV/0! | #DIV/0! | #DIV/0! | #DIV/0! | #DIV/0! | #DIV/0!
0 | 0 | 0 | 0 | #DIV/0! | #DIV/0! | #DIV/0! | #DIV/0! | #DIV/0! | #DIV/0! | #DIV/0! | #DIV/0! | #DIV/0! | #DIV/0! | #DIV/0! | #DIV/0! | #DIV/0! | #DIV/0! | #DIV/0! | #DIV/0! | 0 | 0 | #DIV/0! | #DIV/0! | #DIV/0! | #DIV/0! | #DIV/0! | #DIV/0! | #DIV/0! | #DIV/0! | #DIV/0! | #DIV/0! | #DIV/0! | #DIV/0! | #DIV/0! | #DIV/0! | #DIV/0! | #DIV/0! | #DIV/0! | #DIV/0! | #DIV/0! | #DIV/0! | #DIV/0! | #DIV/0! | #DIV/0! | #DIV/0! | #DIV/0! | #DIV/0! | 4 | 2 | 1 | 0 | 0 | 0 | 0 | 0 | 10.6939 | 10.6939 | 10.6939 | 10.6939 | 10.6939 | 10.6939 | 10.6939 | 10.6939 | 10.6939 | 13.6939 | 21.6939 | 29.6939 | 33.6939 | 33.6939 | 33.6939 | 33.6939 | #DIV/0! | #DIV/0! | #DIV/0! | #DIV/0! | #DIV/0! | #DIV/0! | #DIV/0! | #DIV/0! | #DIV/0! | #DIV/0! | #DIV/0! | #DIV/0! | #DIV/0! | #DIV/0! | #DIV/0! | #DIV/0! | #DIV/0! | #DIV/0! | #DIV/0! | #DIV/0! | #DIV/0! | #DIV/0! | #DIV/0! | #DIV/0! | #DIV/0! | #DIV/0! | #DIV/0! | #DIV/0! | #DIV/0! | #DIV/0! | #DIV/0! | #DIV/0! | #DIV/0! | #DIV/0! | #DIV/0! | #DIV/0!
0 | 0 | 0 | 0 | #DIV/0! | #DIV/0! | #DIV/0! | #DIV/0! | #DIV/0! | #DIV/0! | #DIV/0! | #DIV/0! | #DIV/0! | #DIV/0! | #DIV/0! | #DIV/0! | #DIV/0! | #DIV/0! | #DIV/0! | #DIV/0! | 0 | 0 | #DIV/0! | #DIV/0! | #DIV/0! | #DIV/0! | #DIV/0! | #DIV/0! | #DIV/0! | #DIV/0! | #DIV/0! | #DIV/0! | #DIV/0! | #DIV/0! | #DIV/0! | #DIV/0! | #DIV/0! | #DIV/0! | #DIV/0! | #DIV/0! | #DIV/0! | #DIV/0! | #DIV/0! | #DIV/0! | #DIV/0! | #DIV/0! | #DIV/0! | #DIV/0! | 4 | 2 | 1 | 0 | 0 | 0 | 0 | 0 | 10.6939 | 10.6939 | 10.6939 | 10.6939 | 10.6939 | 10.6939 | 10.6939 | 10.6939 | 10.6939 | 13.6939 | 21.6939 | 29.6939 | 33.6939 | 33.6939 | 33.6939 | 33.6939 | #DIV/0! | #DIV/0! | #DIV/0! | #DIV/0! | #DIV/0! | #DIV/0! | #DIV/0! | #DIV/0! | #DIV/0! | #DIV/0! | #DIV/0! | #DIV/0! | #DIV/0! | #DIV/0! | #DIV/0! | #DIV/0! | #DIV/0! | #DIV/0! | #DIV/0! | #DIV/0! | #DIV/0! | #DIV/0! | #DIV/0! | #DIV/0! | #DIV/0! | #DIV/0! | #DIV/0! | #DIV/0! | #DIV/0! | #DIV/0! | #DIV/0! | #DIV/0! | #DIV/0! | #DIV/0! | #DIV/0! | #DIV/0!
0 | 0 | 0 | 0 | #DIV/0! | #DIV/0! | #DIV/0! | #DIV/0! | #DIV/0! | #DIV/0! | #DIV/0! | #DIV/0! | #DIV/0! | #DIV/0! | #DIV/0! | #DIV/0! | #DIV/0! | #DIV/0! | #DIV/0! | #DIV/0! | 0 | 0 | #DIV/0! | #DIV/0! | #DIV/0! | #DIV/0! | #DIV/0! | #DIV/0! | #DIV/0! | #DIV/0! | #DIV/0! | #DIV/0! | #DIV/0! | #DIV/0! | #DIV/0! | #DIV/0! | #DIV/0! | #DIV/0! | #DIV/0! | #DIV/0! | #DIV/0! | #DIV/0! | #DIV/0! | #DIV/0! | #DIV/0! | #DIV/0! | #DIV/0! | #DIV/0! | 4 | 2 | 1 | 0 | 0 | 0 | 0 | 0 | 10.6939 | 10.6939 | 10.6939 | 10.6939 | 10.6939 | 10.6939 | 10.6939 | 10.6939 | 10.6939 | 13.6939 | 21.6939 | 29.6939 | 33.6939 | 33.6939 | 33.6939 | 33.6939 | #DIV/0! | #DIV/0! | #DIV/0! | #DIV/0! | #DIV/0! | #DIV/0! | #DIV/0! | #DIV/0! | #DIV/0! | #DIV/0! | #DIV/0! | #DIV/0! | #DIV/0! | #DIV/0! | #DIV/0! | #DIV/0! | #DIV/0! | #DIV/0! | #DIV/0! | #DIV/0! | #DIV/0! | #DIV/0! | #DIV/0! | #DIV/0! | #DIV/0! | #DIV/0! | #DIV/0! | #DIV/0! | #DIV/0! | #DIV/0! | #DIV/0! | #DIV/0! | #DIV/0! | #DIV/0! | #DIV/0! | #DIV/0!
0 | 0 | 0 | 0 | #DIV/0! | #DIV/0! | #DIV/0! | #DIV/0! | #DIV/0! | #DIV/0! | #DIV/0! | #DIV/0! | #DIV/0! | #DIV/0! | #DIV/0! | #DIV/0! | #DIV/0! | #DIV/0! | #DIV/0! | #DIV/0! | 0 | 0 | #DIV/0! | #DIV/0! | #DIV/0! | #DIV/0! | #DIV/0! | #DIV/0! | #DIV/0! | #DIV/0! | #DIV/0! | #DIV/0! | #DIV/0! | #DIV/0! | #DIV/0! | #DIV/0! | #DIV/0! | #DIV/0! | #DIV/0! | #DIV/0! | #DIV/0! | #DIV/0! | #DIV/0! | #DIV/0! | #DIV/0! | #DIV/0! | #DIV/0! | #DIV/0! | 4 | 2 | 1 | 0 | 0 | 0 | 0 | 0 | 10.6939 | 10.6939 | 10.6939 | 10.6939 | 10.6939 | 10.6939 | 10.6939 | 10.6939 | 10.6939 | 13.6939 | 21.6939 | 29.6939 | 33.6939 | 33.6939 | 33.6939 | 33.6939 | #DIV/0! | #DIV/0! | #DIV/0! | #DIV/0! | #DIV/0! | #DIV/0! | #DIV/0! | #DIV/0! | #DIV/0! | #DIV/0! | #DIV/0! | #DIV/0! | #DIV/0! | #DIV/0! | #DIV/0! | #DIV/0! | #DIV/0! | #DIV/0! | #DIV/0! | #DIV/0! | #DIV/0! | #DIV/0! | #DIV/0! | #DIV/0! | #DIV/0! | #DIV/0! | #DIV/0! | #DIV/0! | #DIV/0! | #DIV/0! | #DIV/0! | #DIV/0! | #DIV/0! | #DIV/0! | #DIV/0! | #DIV/0!
0 | 0 | 0 | 0 | #DIV/0! | #DIV/0! | #DIV/0! | #DIV/0! | #DIV/0! | #DIV/0! | #DIV/0! | #DIV/0! | #DIV/0! | #DIV/0! | #DIV/0! | #DIV/0! | #DIV/0! | #DIV/0! | #DIV/0! | #DIV/0! | 0 | 0 | #DIV/0! | #DIV/0! | #DIV/0! | #DIV/0! | #DIV/0! | #DIV/0! | #DIV/0! | #DIV/0! | #DIV/0! | #DIV/0! | #DIV/0! | #DIV/0! | #DIV/0! | #DIV/0! | #DIV/0! | #DIV/0! | #DIV/0! | #DIV/0! | #DIV/0! | #DIV/0! | #DIV/0! | #DIV/0! | #DIV/0! | #DIV/0! | #DIV/0! | #DIV/0! | 4 | 2 | 1 | 0 | 0 | 0 | 0 | 0 | 10.6939 | 10.6939 | 10.6939 | 10.6939 | 10.6939 | 10.6939 | 10.6939 | 10.6939 | 10.6939 | 13.6939 | 21.6939 | 29.6939 | 33.6939 | 33.6939 | 33.6939 | 33.6939 | #DIV/0! | #DIV/0! | #DIV/0! | #DIV/0! | #DIV/0! | #DIV/0! | #DIV/0! | #DIV/0! | #DIV/0! | #DIV/0! | #DIV/0! | #DIV/0! | #DIV/0! | #DIV/0! | #DIV/0! | #DIV/0! | #DIV/0! | #DIV/0! | #DIV/0! | #DIV/0! | #DIV/0! | #DIV/0! | #DIV/0! | #DIV/0! | #DIV/0! | #DIV/0! | #DIV/0! | #DIV/0! | #DIV/0! | #DIV/0! | #DIV/0! | #DIV/0! | #DIV/0! | #DIV/0! | #DIV/0! | #DIV/0!
0 | 0 | 0 | 0 | #DIV/0! | #DIV/0! | #DIV/0! | #DIV/0! | #DIV/0! | #DIV/0! | #DIV/0! | #DIV/0! | #DIV/0! | #DIV/0! | #DIV/0! | #DIV/0! | #DIV/0! | #DIV/0! | #DIV/0! | #DIV/0! | 0 | 0 | #DIV/0! | #DIV/0! | #DIV/0! | #DIV/0! | #DIV/0! | #DIV/0! | #DIV/0! | #DIV/0! | #DIV/0! | #DIV/0! | #DIV/0! | #DIV/0! | #DIV/0! | #DIV/0! | #DIV/0! | #DIV/0! | #DIV/0! | #DIV/0! | #DIV/0! | #DIV/0! | #DIV/0! | #DIV/0! | #DIV/0! | #DIV/0! | #DIV/0! | #DIV/0! | 4 | 2 | 1 | 0 | 0 | 0 | 0 | 0 | 10.6939 | 10.6939 | 10.6939 | 10.6939 | 10.6939 | 10.6939 | 10.6939 | 10.6939 | 10.6939 | 13.6939 | 21.6939 | 29.6939 | 33.6939 | 33.6939 | 33.6939 | 33.6939 | #DIV/0! | #DIV/0! | #DIV/0! | #DIV/0! | #DIV/0! | #DIV/0! | #DIV/0! | #DIV/0! | #DIV/0! | #DIV/0! | #DIV/0! | #DIV/0! | #DIV/0! | #DIV/0! | #DIV/0! | #DIV/0! | #DIV/0! | #DIV/0! | #DIV/0! | #DIV/0! | #DIV/0! | #DIV/0! | #DIV/0! | #DIV/0! | #DIV/0! | #DIV/0! | #DIV/0! | #DIV/0! | #DIV/0! | #DIV/0! | #DIV/0! | #DIV/0! | #DIV/0! | #DIV/0! | #DIV/0! | #DIV/0!
0 | 0 | 0 | 0 | #DIV/0! | #DIV/0! | #DIV/0! | #DIV/0! | #DIV/0! | #DIV/0! | #DIV/0! | #DIV/0! | #DIV/0! | #DIV/0! | #DIV/0! | #DIV/0! | #DIV/0! | #DIV/0! | #DIV/0! | #DIV/0! | 0 | 0 | #DIV/0! | #DIV/0! | #DIV/0! | #DIV/0! | #DIV/0! | #DIV/0! | #DIV/0! | #DIV/0! | #DIV/0! | #DIV/0! | #DIV/0! | #DIV/0! | #DIV/0! | #DIV/0! | #DIV/0! | #DIV/0! | #DIV/0! | #DIV/0! | #DIV/0! | #DIV/0! | #DIV/0! | #DIV/0! | #DIV/0! | #DIV/0! | #DIV/0! | #DIV/0! | 4 | 2 | 1 | 0 | 0 | 0 | 0 | 0 | 10.6939 | 10.6939 | 10.6939 | 10.6939 | 10.6939 | 10.6939 | 10.6939 | 10.6939 | 10.6939 | 13.6939 | 21.6939 | 29.6939 | 33.6939 | 33.6939 | 33.6939 | 33.6939 | #DIV/0! | #DIV/0! | #DIV/0! | #DIV/0! | #DIV/0! | #DIV/0! | #DIV/0! | #DIV/0! | #DIV/0! | #DIV/0! | #DIV/0! | #DIV/0! | #DIV/0! | #DIV/0! | #DIV/0! | #DIV/0! | #DIV/0! | #DIV/0! | #DIV/0! | #DIV/0! | #DIV/0! | #DIV/0! | #DIV/0! | #DIV/0! | #DIV/0! | #DIV/0! | #DIV/0! | #DIV/0! | #DIV/0! | #DIV/0! | #DIV/0! | #DIV/0! | #DIV/0! | #DIV/0! | #DIV/0! | #DIV/0!
0 | 0 | 0 | 0 | #DIV/0! | #DIV/0! | #DIV/0! | #DIV/0! | #DIV/0! | #DIV/0! | #DIV/0! | #DIV/0! | #DIV/0! | #DIV/0! | #DIV/0! | #DIV/0! | #DIV/0! | #DIV/0! | #DIV/0! | #DIV/0! | 0 | 0 | #DIV/0! | #DIV/0! | #DIV/0! | #DIV/0! | #DIV/0! | #DIV/0! | #DIV/0! | #DIV/0! | #DIV/0! | #DIV/0! | #DIV/0! | #DIV/0! | #DIV/0! | #DIV/0! | #DIV/0! | #DIV/0! | #DIV/0! | #DIV/0! | #DIV/0! | #DIV/0! | #DIV/0! | #DIV/0! | #DIV/0! | #DIV/0! | #DIV/0! | #DIV/0! | 4 | 2 | 1 | 0 | 0 | 0 | 0 | 0 | 10.6939 | 10.6939 | 10.6939 | 10.6939 | 10.6939 | 10.6939 | 10.6939 | 10.6939 | 10.6939 | 13.6939 | 21.6939 | 29.6939 | 33.6939 | 33.6939 | 33.6939 | 33.6939 | #DIV/0! | #DIV/0! | #DIV/0! | #DIV/0! | #DIV/0! | #DIV/0! | #DIV/0! | #DIV/0! | #DIV/0! | #DIV/0! | #DIV/0! | #DIV/0! | #DIV/0! | #DIV/0! | #DIV/0! | #DIV/0! | #DIV/0! | #DIV/0! | #DIV/0! | #DIV/0! | #DIV/0! | #DIV/0! | #DIV/0! | #DIV/0! | #DIV/0! | #DIV/0! | #DIV/0! | #DIV/0! | #DIV/0! | #DIV/0! | #DIV/0! | #DIV/0! | #DIV/0! | #DIV/0! | #DIV/0! | #DIV/0!
0 | 0 | 0 | 0 | #DIV/0! | #DIV/0! | #DIV/0! | #DIV/0! | #DIV/0! | #DIV/0! | #DIV/0! | #DIV/0! | #DIV/0! | #DIV/0! | #DIV/0! | #DIV/0! | #DIV/0! | #DIV/0! | #DIV/0! | #DIV/0! | 0 | 0 | #DIV/0! | #DIV/0! | #DIV/0! | #DIV/0! | #DIV/0! | #DIV/0! | #DIV/0! | #DIV/0! | #DIV/0! | #DIV/0! | #DIV/0! | #DIV/0! | #DIV/0! | #DIV/0! | #DIV/0! | #DIV/0! | #DIV/0! | #DIV/0! | #DIV/0! | #DIV/0! | #DIV/0! | #DIV/0! | #DIV/0! | #DIV/0! | #DIV/0! | #DIV/0! | 4 | 2 | 1 | 0 | 0 | 0 | 0 | 0 | 10.6939 | 10.6939 | 10.6939 | 10.6939 | 10.6939 | 10.6939 | 10.6939 | 10.6939 | 10.6939 | 13.6939 | 21.6939 | 29.6939 | 33.6939 | 33.6939 | 33.6939 | 33.6939 | #DIV/0! | #DIV/0! | #DIV/0! | #DIV/0! | #DIV/0! | #DIV/0! | #DIV/0! | #DIV/0! | #DIV/0! | #DIV/0! | #DIV/0! | #DIV/0! | #DIV/0! | #DIV/0! | #DIV/0! | #DIV/0! | #DIV/0! | #DIV/0! | #DIV/0! | #DIV/0! | #DIV/0! | #DIV/0! | #DIV/0! | #DIV/0! | #DIV/0! | #DIV/0! | #DIV/0! | #DIV/0! | #DIV/0! | #DIV/0! | #DIV/0! | #DIV/0! | #DIV/0! | #DIV/0! | #DIV/0! | #DIV/0!
0 | 0 | 0 | 0 | #DIV/0! | #DIV/0! | #DIV/0! | #DIV/0! | #DIV/0! | #DIV/0! | #DIV/0! | #DIV/0! | #DIV/0! | #DIV/0! | #DIV/0! | #DIV/0! | #DIV/0! | #DIV/0! | #DIV/0! | #DIV/0! | 0 | 0 | #DIV/0! | #DIV/0! | #DIV/0! | #DIV/0! | #DIV/0! | #DIV/0! | #DIV/0! | #DIV/0! | #DIV/0! | #DIV/0! | #DIV/0! | #DIV/0! | #DIV/0! | #DIV/0! | #DIV/0! | #DIV/0! | #DIV/0! | #DIV/0! | #DIV/0! | #DIV/0! | #DIV/0! | #DIV/0! | #DIV/0! | #DIV/0! | #DIV/0! | #DIV/0! | 4 | 2 | 1 | 0 | 0 | 0 | 0 | 0 | 10.6939 | 10.6939 | 10.6939 | 10.6939 | 10.6939 | 10.6939 | 10.6939 | 10.6939 | 10.6939 | 13.6939 | 21.6939 | 29.6939 | 33.6939 | 33.6939 | 33.6939 | 33.6939 | #DIV/0! | #DIV/0! | #DIV/0! | #DIV/0! | #DIV/0! | #DIV/0! | #DIV/0! | #DIV/0! | #DIV/0! | #DIV/0! | #DIV/0! | #DIV/0! | #DIV/0! | #DIV/0! | #DIV/0! | #DIV/0! | #DIV/0! | #DIV/0! | #DIV/0! | #DIV/0! | #DIV/0! | #DIV/0! | #DIV/0! | #DIV/0! | #DIV/0! | #DIV/0! | #DIV/0! | #DIV/0! | #DIV/0! | #DIV/0! | #DIV/0! | #DIV/0! | #DIV/0! | #DIV/0! | #DIV/0! | #DIV/0!
0 | 0 | 0 | 0 | #DIV/0! | #DIV/0! | #DIV/0! | #DIV/0! | #DIV/0! | #DIV/0! | #DIV/0! | #DIV/0! | #DIV/0! | #DIV/0! | #DIV/0! | #DIV/0! | #DIV/0! | #DIV/0! | #DIV/0! | #DIV/0! | 0 | 0 | #DIV/0! | #DIV/0! | #DIV/0! | #DIV/0! | #DIV/0! | #DIV/0! | #DIV/0! | #DIV/0! | #DIV/0! | #DIV/0! | #DIV/0! | #DIV/0! | #DIV/0! | #DIV/0! | #DIV/0! | #DIV/0! | #DIV/0! | #DIV/0! | #DIV/0! | #DIV/0! | #DIV/0! | #DIV/0! | #DIV/0! | #DIV/0! | #DIV/0! | #DIV/0! | 4 | 2 | 1 | 0 | 0 | 0 | 0 | 0 | 10.6939 | 10.6939 | 10.6939 | 10.6939 | 10.6939 | 10.6939 | 10.6939 | 10.6939 | 10.6939 | 13.6939 | 21.6939 | 29.6939 | 33.6939 | 33.6939 | 33.6939 | 33.6939 | #DIV/0! | #DIV/0! | #DIV/0! | #DIV/0! | #DIV/0! | #DIV/0! | #DIV/0! | #DIV/0! | #DIV/0! | #DIV/0! | #DIV/0! | #DIV/0! | #DIV/0! | #DIV/0! | #DIV/0! | #DIV/0! | #DIV/0! | #DIV/0! | #DIV/0! | #DIV/0! | #DIV/0! | #DIV/0! | #DIV/0! | #DIV/0! | #DIV/0! | #DIV/0! | #DIV/0! | #DIV/0! | #DIV/0! | #DIV/0! | #DIV/0! | #DIV/0! | #DIV/0! | #DIV/0! | #DIV/0! | #DIV/0!
0 | 0 | 0 | 0 | #DIV/0! | #DIV/0! | #DIV/0! | #DIV/0! | #DIV/0! | #DIV/0! | #DIV/0! | #DIV/0! | #DIV/0! | #DIV/0! | #DIV/0! | #DIV/0! | #DIV/0! | #DIV/0! | #DIV/0! | #DIV/0! | 0 | 0 | #DIV/0! | #DIV/0! | #DIV/0! | #DIV/0! | #DIV/0! | #DIV/0! | #DIV/0! | #DIV/0! | #DIV/0! | #DIV/0! | #DIV/0! | #DIV/0! | #DIV/0! | #DIV/0! | #DIV/0! | #DIV/0! | #DIV/0! | #DIV/0! | #DIV/0! | #DIV/0! | #DIV/0! | #DIV/0! | #DIV/0! | #DIV/0! | #DIV/0! | #DIV/0! | 4 | 2 | 1 | 0 | 0 | 0 | 0 | 0 | 10.6939 | 10.6939 | 10.6939 | 10.6939 | 10.6939 | 10.6939 | 10.6939 | 10.6939 | 10.6939 | 13.6939 | 21.6939 | 29.6939 | 33.6939 | 33.6939 | 33.6939 | 33.6939 | #DIV/0! | #DIV/0! | #DIV/0! | #DIV/0! | #DIV/0! | #DIV/0! | #DIV/0! | #DIV/0! | #DIV/0! | #DIV/0! | #DIV/0! | #DIV/0! | #DIV/0! | #DIV/0! | #DIV/0! | #DIV/0! | #DIV/0! | #DIV/0! | #DIV/0! | #DIV/0! | #DIV/0! | #DIV/0! | #DIV/0! | #DIV/0! | #DIV/0! | #DIV/0! | #DIV/0! | #DIV/0! | #DIV/0! | #DIV/0! | #DIV/0! | #DIV/0! | #DIV/0! | #DIV/0! | #DIV/0! | #DIV/0!
0 | 0 | 0 | 0 | #DIV/0! | #DIV/0! | #DIV/0! | #DIV/0! | #DIV/0! | #DIV/0! | #DIV/0! | #DIV/0! | #DIV/0! | #DIV/0! | #DIV/0! | #DIV/0! | #DIV/0! | #DIV/0! | #DIV/0! | #DIV/0! | 0 | 0 | #DIV/0! | #DIV/0! | #DIV/0! | #DIV/0! | #DIV/0! | #DIV/0! | #DIV/0! | #DIV/0! | #DIV/0! | #DIV/0! | #DIV/0! | #DIV/0! | #DIV/0! | #DIV/0! | #DIV/0! | #DIV/0! | #DIV/0! | #DIV/0! | #DIV/0! | #DIV/0! | #DIV/0! | #DIV/0! | #DIV/0! | #DIV/0! | #DIV/0! | #DIV/0! | 4 | 2 | 1 | 0 | 0 | 0 | 0 | 0 | 10.6939 | 10.6939 | 10.6939 | 10.6939 | 10.6939 | 10.6939 | 10.6939 | 10.6939 | 10.6939 | 13.6939 | 21.6939 | 29.6939 | 33.6939 | 33.6939 | 33.6939 | 33.6939 | #DIV/0! | #DIV/0! | #DIV/0! | #DIV/0! | #DIV/0! | #DIV/0! | #DIV/0! | #DIV/0! | #DIV/0! | #DIV/0! | #DIV/0! | #DIV/0! | #DIV/0! | #DIV/0! | #DIV/0! | #DIV/0! | #DIV/0! | #DIV/0! | #DIV/0! | #DIV/0! | #DIV/0! | #DIV/0! | #DIV/0! | #DIV/0! | #DIV/0! | #DIV/0! | #DIV/0! | #DIV/0! | #DIV/0! | #DIV/0! | #DIV/0! | #DIV/0! | #DIV/0! | #DIV/0! | #DIV/0! | #DIV/0!
0 | 0 | 0 | 0 | #DIV/0! | #DIV/0! | #DIV/0! | #DIV/0! | #DIV/0! | #DIV/0! | #DIV/0! | #DIV/0! | #DIV/0! | #DIV/0! | #DIV/0! | #DIV/0! | #DIV/0! | #DIV/0! | #DIV/0! | #DIV/0! | 0 | 0 | #DIV/0! | #DIV/0! | #DIV/0! | #DIV/0! | #DIV/0! | #DIV/0! | #DIV/0! | #DIV/0! | #DIV/0! | #DIV/0! | #DIV/0! | #DIV/0! | #DIV/0! | #DIV/0! | #DIV/0! | #DIV/0! | #DIV/0! | #DIV/0! | #DIV/0! | #DIV/0! | #DIV/0! | #DIV/0! | #DIV/0! | #DIV/0! | #DIV/0! | #DIV/0! | 4 | 2 | 1 | 0 | 0 | 0 | 0 | 0 | 10.6939 | 10.6939 | 10.6939 | 10.6939 | 10.6939 | 10.6939 | 10.6939 | 10.6939 | 10.6939 | 13.6939 | 21.6939 | 29.6939 | 33.6939 | 33.6939 | 33.6939 | 33.6939 | #DIV/0! | #DIV/0! | #DIV/0! | #DIV/0! | #DIV/0! | #DIV/0! | #DIV/0! | #DIV/0! | #DIV/0! | #DIV/0! | #DIV/0! | #DIV/0! | #DIV/0! | #DIV/0! | #DIV/0! | #DIV/0! | #DIV/0! | #DIV/0! | #DIV/0! | #DIV/0! | #DIV/0! | #DIV/0! | #DIV/0! | #DIV/0! | #DIV/0! | #DIV/0! | #DIV/0! | #DIV/0! | #DIV/0! | #DIV/0! | #DIV/0! | #DIV/0! | #DIV/0! | #DIV/0! | #DIV/0! | #DIV/0!
0 | 0 | 0 | 0 | #DIV/0! | #DIV/0! | #DIV/0! | #DIV/0! | #DIV/0! | #DIV/0! | #DIV/0! | #DIV/0! | #DIV/0! | #DIV/0! | #DIV/0! | #DIV/0! | #DIV/0! | #DIV/0! | #DIV/0! | #DIV/0! | 0 | 0 | #DIV/0! | #DIV/0! | #DIV/0! | #DIV/0! | #DIV/0! | #DIV/0! | #DIV/0! | #DIV/0! | #DIV/0! | #DIV/0! | #DIV/0! | #DIV/0! | #DIV/0! | #DIV/0! | #DIV/0! | #DIV/0! | #DIV/0! | #DIV/0! | #DIV/0! | #DIV/0! | #DIV/0! | #DIV/0! | #DIV/0! | #DIV/0! | #DIV/0! | #DIV/0! | 4 | 2 | 1 | 0 | 0 | 0 | 0 | 0 | 10.6939 | 10.6939 | 10.6939 | 10.6939 | 10.6939 | 10.6939 | 10.6939 | 10.6939 | 10.6939 | 13.6939 | 21.6939 | 29.6939 | 33.6939 | 33.6939 | 33.6939 | 33.6939 | #DIV/0! | #DIV/0! | #DIV/0! | #DIV/0! | #DIV/0! | #DIV/0! | #DIV/0! | #DIV/0! | #DIV/0! | #DIV/0! | #DIV/0! | #DIV/0! | #DIV/0! | #DIV/0! | #DIV/0! | #DIV/0! | #DIV/0! | #DIV/0! | #DIV/0! | #DIV/0! | #DIV/0! | #DIV/0! | #DIV/0! | #DIV/0! | #DIV/0! | #DIV/0! | #DIV/0! | #DIV/0! | #DIV/0! | #DIV/0! | #DIV/0! | #DIV/0! | #DIV/0! | #DIV/0! | #DIV/0! | #DIV/0!
0 | 0 | 0 | 0 | #DIV/0! | #DIV/0! | #DIV/0! | #DIV/0! | #DIV/0! | #DIV/0! | #DIV/0! | #DIV/0! | #DIV/0! | #DIV/0! | #DIV/0! | #DIV/0! | #DIV/0! | #DIV/0! | #DIV/0! | #DIV/0! | 0 | 0 | #DIV/0! | #DIV/0! | #DIV/0! | #DIV/0! | #DIV/0! | #DIV/0! | #DIV/0! | #DIV/0! | #DIV/0! | #DIV/0! | #DIV/0! | #DIV/0! | #DIV/0! | #DIV/0! | #DIV/0! | #DIV/0! | #DIV/0! | #DIV/0! | #DIV/0! | #DIV/0! | #DIV/0! | #DIV/0! | #DIV/0! | #DIV/0! | #DIV/0! | #DIV/0! | 4 | 2 | 1 | 0 | 0 | 0 | 0 | 0 | 10.6939 | 10.6939 | 10.6939 | 10.6939 | 10.6939 | 10.6939 | 10.6939 | 10.6939 | 10.6939 | 13.6939 | 21.6939 | 29.6939 | 33.6939 | 33.6939 | 33.6939 | 33.6939 | #DIV/0! | #DIV/0! | #DIV/0! | #DIV/0! | #DIV/0! | #DIV/0! | #DIV/0! | #DIV/0! | #DIV/0! | #DIV/0! | #DIV/0! | #DIV/0! | #DIV/0! | #DIV/0! | #DIV/0! | #DIV/0! | #DIV/0! | #DIV/0! | #DIV/0! | #DIV/0! | #DIV/0! | #DIV/0! | #DIV/0! | #DIV/0! | #DIV/0! | #DIV/0! | #DIV/0! | #DIV/0! | #DIV/0! | #DIV/0! | #DIV/0! | #DIV/0! | #DIV/0! | #DIV/0! | #DIV/0! | #DIV/0!
#VALUE! | 0 | 0 | 0 | #DIV/0! | #DIV/0! | #DIV/0! | #DIV/0! | #DIV/0! | #DIV/0! | #DIV/0! | #DIV/0! | #DIV/0! | #DIV/0! | #DIV/0! | #DIV/0! | #DIV/0! | #DIV/0! | #DIV/0! | #DIV/0! | 0 | 0 | #DIV/0! | #DIV/0! | #DIV/0! | #DIV/0! | #DIV/0! | #DIV/0! | #DIV/0! | #DIV/0! | #DIV/0! | #DIV/0! | #DIV/0! | #DIV/0! | #DIV/0! | #DIV/0! | #DIV/0! | #DIV/0! | #DIV/0! | #DIV/0! | #DIV/0! | #DIV/0! | #DIV/0! | #DIV/0! | #DIV/0! | #DIV/0! | #DIV/0! | #DIV/0! | 4 | 2 | 1 | 0 | 0 | 0 | 0 | 0 | #VALUE! | #VALUE! | #VALUE! | #VALUE! | #VALUE! | #VALUE! | #VALUE! | #VALUE! | #N/A | #N/A | #N/A | #N/A | #N/A | #N/A | #N/A | #N/A | #DIV/0! | #DIV/0! | #DIV/0! | #DIV/0! | #DIV/0! | #DIV/0! | #DIV/0! | #DIV/0! | #DIV/0! | #DIV/0! | #DIV/0! | #DIV/0! | #DIV/0! | #DIV/0! | #DIV/0! | #DIV/0! | #DIV/0! | #DIV/0! | #DIV/0! | #DIV/0! | #DIV/0! | #DIV/0! | #DIV/0! | #DIV/0! | #DIV/0! | #DIV/0! | #DIV/0! | #DIV/0! | #DIV/0! | #DIV/0! | #DIV/0! | #DIV/0! | #DIV/0! | #DIV/0! | #DIV/0! | #DIV/0!
#VALUE! | 0 | 0 | 0 | #DIV/0! | #DIV/0! | #DIV/0! | #DIV/0! | #DIV/0! | #DIV/0! | #DIV/0! | #DIV/0! | #DIV/0! | #DIV/0! | #DIV/0! | #DIV/0! | #DIV/0! | #DIV/0! | #DIV/0! | #DIV/0! | 0 | 0 | #DIV/0! | #DIV/0! | #DIV/0! | #DIV/0! | #DIV/0! | #DIV/0! | #DIV/0! | #DIV/0! | #DIV/0! | #DIV/0! | #DIV/0! | #DIV/0! | #DIV/0! | #DIV/0! | #DIV/0! | #DIV/0! | #DIV/0! | #DIV/0! | #DIV/0! | #DIV/0! | #DIV/0! | #DIV/0! | #DIV/0! | #DIV/0! | #DIV/0! | #DIV/0! | 4 | 2 | 1 | 0 | 0 | 0 | 0 | 0 | #VALUE! | #VALUE! | #VALUE! | #VALUE! | #VALUE! | #VALUE! | #VALUE! | #VALUE! | #N/A | #N/A | #N/A | #N/A | #N/A | #N/A | #N/A | #N/A | #DIV/0! | #DIV/0! | #DIV/0! | #DIV/0! | #DIV/0! | #DIV/0! | #DIV/0! | #DIV/0! | #DIV/0! | #DIV/0! | #DIV/0! | #DIV/0! | #DIV/0! | #DIV/0! | #DIV/0! | #DIV/0! | #DIV/0! | #DIV/0! | #DIV/0! | #DIV/0! | #DIV/0! | #DIV/0! | #DIV/0! | #DIV/0! | #DIV/0! | #DIV/0! | #DIV/0! | #DIV/0! | #DIV/0! | #DIV/0! | #DIV/0! | #DIV/0! | #DIV/0! | #DIV/0! | #DIV/0! | #DIV/0!
#VALUE! | 0 | 0 | 0 | #DIV/0! | #DIV/0! | #DIV/0! | #DIV/0! | #DIV/0! | #DIV/0! | #DIV/0! | #DIV/0! | #DIV/0! | #DIV/0! | #DIV/0! | #DIV/0! | #DIV/0! | #DIV/0! | #DIV/0! | #DIV/0! | 0 | 0 | #DIV/0! | #DIV/0! | #DIV/0! | #DIV/0! | #DIV/0! | #DIV/0! | #DIV/0! | #DIV/0! | #DIV/0! | #DIV/0! | #DIV/0! | #DIV/0! | #DIV/0! | #DIV/0! | #DIV/0! | #DIV/0! | #DIV/0! | #DIV/0! | #DIV/0! | #DIV/0! | #DIV/0! | #DIV/0! | #DIV/0! | #DIV/0! | #DIV/0! | #DIV/0! | 4 | 2 | 1 | 0 | 0 | 0 | 0 | 0 | #VALUE! | #VALUE! | #VALUE! | #VALUE! | #VALUE! | #VALUE! | #VALUE! | #VALUE! | #N/A | #N/A | #N/A | #N/A | #N/A | #N/A | #N/A | #N/A | #DIV/0! | #DIV/0! | #DIV/0! | #DIV/0! | #DIV/0! | #DIV/0! | #DIV/0! | #DIV/0! | #DIV/0! | #DIV/0! | #DIV/0! | #DIV/0! | #DIV/0! | #DIV/0! | #DIV/0! | #DIV/0! | #DIV/0! | #DIV/0! | #DIV/0! | #DIV/0! | #DIV/0! | #DIV/0! | #DIV/0! | #DIV/0! | #DIV/0! | #DIV/0! | #DIV/0! | #DIV/0! | #DIV/0! | #DIV/0! | #DIV/0! | #DIV/0! | #DIV/0! | #DIV/0! | #DIV/0! | #DIV/0!
#REF! | 0 | 0 | 0 | #DIV/0! | #DIV/0! | #DIV/0! | #DIV/0! | #DIV/0! | #DIV/0! | #DIV/0! | #DIV/0! | #DIV/0! | #DIV/0! | #DIV/0! | #DIV/0! | #DIV/0! | #DIV/0! | #DIV/0! | #DIV/0! | 0 | 0 | #DIV/0! | #DIV/0! | #DIV/0! | #DIV/0! | #DIV/0! | #DIV/0! | #DIV/0! | #DIV/0! | #DIV/0! | #DIV/0! | #DIV/0! | #DIV/0! | #DIV/0! | #DIV/0! | #DIV/0! | #DIV/0! | #DIV/0! | #DIV/0! | #DIV/0! | #DIV/0! | #DIV/0! | #DIV/0! | #DIV/0! | #DIV/0! | #DIV/0! | #DIV/0! | 4 | 2 | 1 | 0 | 0 | 0 | 0 | 0 | #VALUE! | #VALUE! | #VALUE! | #VALUE! | #VALUE! | #VALUE! | #VALUE! | #VALUE! | #N/A | #N/A | #N/A | #N/A | #N/A | #N/A | #N/A | #N/A | #DIV/0! | #DIV/0! | #DIV/0! | #DIV/0! | #DIV/0! | #DIV/0! | #DIV/0! | #DIV/0! | #DIV/0! | #DIV/0! | #DIV/0! | #DIV/0! | #DIV/0! | #DIV/0! | #DIV/0! | #DIV/0! | #DIV/0! | #DIV/0! | #DIV/0! | #DIV/0! | #DIV/0! | #DIV/0! | #DIV/0! | #DIV/0! | #DIV/0! | #DIV/0! | #DIV/0! | #DIV/0! | #DIV/0! | #DIV/0! | #DIV/0! | #DIV/0! | #DIV/0! | #DIV/0! | #DIV/0! | #DIV/0!
#REF! | 0 | 0 | 0 | #DIV/0! | #DIV/0! | #DIV/0! | #DIV/0! | #DIV/0! | #DIV/0! | #DIV/0! | #DIV/0! | #DIV/0! | #DIV/0! | #DIV/0! | #DIV/0! | #DIV/0! | #DIV/0! | #DIV/0! | #DIV/0! | 0 | 0 | #DIV/0! | #DIV/0! | #DIV/0! | #DIV/0! | #DIV/0! | #DIV/0! | #DIV/0! | #DIV/0! | #DIV/0! | #DIV/0! | #DIV/0! | #DIV/0! | #DIV/0! | #DIV/0! | #DIV/0! | #DIV/0! | #DIV/0! | #DIV/0! | #DIV/0! | #DIV/0! | #DIV/0! | #DIV/0! | #DIV/0! | #DIV/0! | #DIV/0! | #DIV/0! | 4 | 2 | 1 | 0 | 0 | 0 | 0 | 0 | #VALUE! | #VALUE! | #VALUE! | #VALUE! | #VALUE! | #VALUE! | #VALUE! | #VALUE! | #N/A | #N/A | #N/A | #N/A | #N/A | #N/A | #N/A | #N/A | #DIV/0! | #DIV/0! | #DIV/0! | #DIV/0! | #DIV/0! | #DIV/0! | #DIV/0! | #DIV/0! | #DIV/0! | #DIV/0! | #DIV/0! | #DIV/0! | #DIV/0! | #DIV/0! | #DIV/0! | #DIV/0! | #DIV/0! | #DIV/0! | #DIV/0! | #DIV/0! | #DIV/0! | #DIV/0! | #DIV/0! | #DIV/0! | #DIV/0! | #DIV/0! | #DIV/0! | #DIV/0! | #DIV/0! | #DIV/0! | #DIV/0! | #DIV/0! | #DIV/0! | #DIV/0! | #DIV/0! | #DIV/0!
0 | 0 | 0 | 0 | #DIV/0! | #DIV/0! | #DIV/0! | #DIV/0! | #DIV/0! | #DIV/0! | #DIV/0! | #DIV/0! | #DIV/0! | #DIV/0! | #DIV/0! | #DIV/0! | #DIV/0! | #DIV/0! | #DIV/0! | #DIV/0! | 0 | 0 | #DIV/0! | #DIV/0! | #DIV/0! | #DIV/0! | #DIV/0! | #DIV/0! | #DIV/0! | #DIV/0! | #DIV/0! | #DIV/0! | #DIV/0! | #DIV/0! | #DIV/0! | #DIV/0! | #DIV/0! | #DIV/0! | #DIV/0! | #DIV/0! | #DIV/0! | #DIV/0! | #DIV/0! | #DIV/0! | #DIV/0! | #DIV/0! | #DIV/0! | #DIV/0! | 4 | 2 | 1 | 0 | 0 | 0 | 0 | 0 | #N/A | #N/A | #N/A | #N/A | #N/A | #N/A | #N/A | #N/A | #N/A | #N/A | #N/A | #N/A | #N/A | #N/A | #N/A | #N/A | #DIV/0! | #DIV/0! | #DIV/0! | #DIV/0! | #DIV/0! | #DIV/0! | #DIV/0! | #DIV/0! | #DIV/0! | #DIV/0! | #DIV/0! | #DIV/0! | #DIV/0! | #DIV/0! | #DIV/0! | #DIV/0! | #DIV/0! | #DIV/0! | #DIV/0! | #DIV/0! | #DIV/0! | #DIV/0! | #DIV/0! | #DIV/0! | #DIV/0! | #DIV/0! | #DIV/0! | #DIV/0! | #DIV/0! | #DIV/0! | #DIV/0! | #DIV/0! | #DIV/0! | #DIV/0! | #DIV/0! | #DIV/0!
#REF! | #REF! | #REF! | #REF! | #REF! | #REF! | #REF! | #REF! | #REF! | #REF! | #REF! | #REF! | #REF! | #REF! | #REF! | #REF! | #REF! | #REF! | #REF! | #REF! | #REF! | #REF! | #REF! | #REF! | #REF! | #REF! | #REF! | #REF! | #REF! | #REF! | #REF! | #REF! | #REF! | #REF! | #REF! | #REF! | #REF! | #REF! | #REF! | #REF! | #REF! | #REF! | #REF! | #REF! | #REF! | #REF! | #REF! | #REF! | 4 | 2 | 1 | 0 | 0 | 0 | 0 | 0 | #N/A | #N/A | #N/A | #N/A | #N/A | #N/A | #N/A | #N/A | #N/A | #N/A | #N/A | #N/A | #N/A | #N/A | #N/A | #N/A | #REF! | #REF! | #REF! | #REF! | #REF! | #REF! | #REF! | #REF! | #REF! | #REF! | #REF! | #REF! | #REF! | #REF! | #REF! | #REF! | #REF! | #REF! | #REF! | #REF! | #REF! | #REF! | #REF! | #REF! | #REF! | #REF! | #REF! | #REF! | #REF! | #REF! | #REF! | #REF! | #REF! | #REF! | #REF! | #REF!
#REF! | 0 | 0 | 0 | #DIV/0! | #DIV/0! | #DIV/0! | #DIV/0! | #DIV/0! | #DIV/0! | #DIV/0! | #DIV/0! | #DIV/0! | #DIV/0! | #DIV/0! | #DIV/0! | #DIV/0! | #DIV/0! | #DIV/0! | #DIV/0! | 0 | 0 | #DIV/0! | #DIV/0! | #DIV/0! | #DIV/0! | #DIV/0! | #DIV/0! | #DIV/0! | #DIV/0! | #DIV/0! | #DIV/0! | #DIV/0! | #DIV/0! | #DIV/0! | #DIV/0! | #DIV/0! | #DIV/0! | #DIV/0! | #DIV/0! | #DIV/0! | #DIV/0! | #DIV/0! | #DIV/0! | #DIV/0! | #DIV/0! | #DIV/0! | #DIV/0! | 4 | 2 | 1 | 0 | 0 | 0 | 0 | 0 | #N/A | #N/A | #N/A | #N/A | #N/A | #N/A | #N/A | #N/A | #N/A | #N/A | #N/A | #N/A | #N/A | #N/A | #N/A | #N/A | #DIV/0! | #DIV/0! | #DIV/0! | #DIV/0! | #DIV/0! | #DIV/0! | #DIV/0! | #DIV/0! | #DIV/0! | #DIV/0! | #DIV/0! | #DIV/0! | #DIV/0! | #DIV/0! | #DIV/0! | #DIV/0! | #DIV/0! | #DIV/0! | #DIV/0! | #DIV/0! | #DIV/0! | #DIV/0! | #DIV/0! | #DIV/0! | #DIV/0! | #DIV/0! | #DIV/0! | #DIV/0! | #DIV/0! | #DIV/0! | #DIV/0! | #DIV/0! | #DIV/0! | #DIV/0! | #DIV/0! | #DIV/0!
#REF! | #REF! | #REF! | #REF! | #REF! | #REF! | #REF! | #REF! | #REF! | #REF! | #REF! | #REF! | #REF! | #REF! | #REF! | #REF! | #REF! | #REF! | #REF! | #REF! | #REF! | #REF! | #REF! | #REF! | #REF! | #REF! | #REF! | #REF! | #REF! | #REF! | #REF! | #REF! | #REF! | #REF! | #REF! | #REF! | #REF! | #REF! | #REF! | #REF! | #REF! | #REF! | #REF! | #REF! | #REF! | #REF! | #REF! | #REF! | 4 | 2 | 1 | 0 | 0 | 0 | 0 | 0 | #N/A | #N/A | #N/A | #N/A | #N/A | #N/A | #N/A | #N/A | #N/A | #N/A | #N/A | #N/A | #N/A | #N/A | #N/A | #N/A | #REF! | #REF! | #REF! | #REF! | #REF! | #REF! | #REF! | #REF! | #REF! | #REF! | #REF! | #REF! | #REF! | #REF! | #REF! | #REF! | #REF! | #REF! | #REF! | #REF! | #REF! | #REF! | #REF! | #REF! | #REF! | #REF! | #REF! | #REF! | #REF! | #REF! | #REF! | #REF! | #REF! | #REF! | #REF! | #REF!
#REF! | #REF! | #REF! | #REF! | #REF! | #REF! | #REF! | #REF! | #REF! | #REF! | #REF! | #REF! | #REF! | #REF! | #REF! | #REF! | #REF! | #REF! | #REF! | #REF! | #REF! | #REF! | #REF! | #REF! | #REF! | #REF! | #REF! | #REF! | #REF! | #REF! | #REF! | #REF! | #REF! | #REF! | #REF! | #REF! | #REF! | #REF! | #REF! | #REF! | #REF! | #REF! | #REF! | #REF! | #REF! | #REF! | #REF! | #REF! | 4 | 2 | 1 | 0 | 0 | 0 | 0 | 0 | #N/A | #N/A | #N/A | #N/A | #N/A | #N/A | #N/A | #N/A | #N/A | #N/A | #N/A | #N/A | #N/A | #N/A | #N/A | #N/A | #REF! | #REF! | #REF! | #REF! | #REF! | #REF! | #REF! | #REF! | #REF! | #REF! | #REF! | #REF! | #REF! | #REF! | #REF! | #REF! | #REF! | #REF! | #REF! | #REF! | #REF! | #REF! | #REF! | #REF! | #REF! | #REF! | #REF! | #REF! | #REF! | #REF! | #REF! | #REF! | #REF! | #REF! | #REF! | #REF!
#REF! | 0 | 0 | 0 | #DIV/0! | #DIV/0! | #DIV/0! | #DIV/0! | #DIV/0! | #DIV/0! | #DIV/0! | #DIV/0! | #DIV/0! | #DIV/0! | #DIV/0! | #DIV/0! | #DIV/0! | #DIV/0! | #DIV/0! | #DIV/0! | 0 | 0 | #DIV/0! | #DIV/0! | #DIV/0! | #DIV/0! | #DIV/0! | #DIV/0! | #DIV/0! | #DIV/0! | #DIV/0! | #DIV/0! | #DIV/0! | #DIV/0! | #DIV/0! | #DIV/0! | #DIV/0! | #DIV/0! | #DIV/0! | #DIV/0! | #DIV/0! | #DIV/0! | #DIV/0! | #DIV/0! | #DIV/0! | #DIV/0! | #DIV/0! | #DIV/0! | 4 | 2 | 1 | 0 | 0 | 0 | 0 | 0 | #N/A | #N/A | #N/A | #N/A | #N/A | #N/A | #N/A | #N/A | #N/A | #N/A | #N/A | #N/A | #N/A | #N/A | #N/A | #N/A | #DIV/0! | #DIV/0! | #DIV/0! | #DIV/0! | #DIV/0! | #DIV/0! | #DIV/0! | #DIV/0! | #DIV/0! | #DIV/0! | #DIV/0! | #DIV/0! | #DIV/0! | #DIV/0! | #DIV/0! | #DIV/0! | #DIV/0! | #DIV/0! | #DIV/0! | #DIV/0! | #DIV/0! | #DIV/0! | #DIV/0! | #DIV/0! | #DIV/0! | #DIV/0! | #DIV/0! | #DIV/0! | #DIV/0! | #DIV/0! | #DIV/0! | #DIV/0! | #DIV/0! | #DIV/0! | #DIV/0! | #DIV/0!
0 | 0 | 0 | 0 | #DIV/0! | #DIV/0! | #DIV/0! | #DIV/0! | #DIV/0! | #DIV/0! | #DIV/0! | #DIV/0! | #DIV/0! | #DIV/0! | #DIV/0! | #DIV/0! | #DIV/0! | #DIV/0! | #DIV/0! | #DIV/0! | 0 | 0 | #DIV/0! | #DIV/0! | #DIV/0! | #DIV/0! | #DIV/0! | #DIV/0! | #DIV/0! | #DIV/0! | #DIV/0! | #DIV/0! | #DIV/0! | #DIV/0! | #DIV/0! | #DIV/0! | #DIV/0! | #DIV/0! | #DIV/0! | #DIV/0! | #DIV/0! | #DIV/0! | #DIV/0! | #DIV/0! | #DIV/0! | #DIV/0! | #DIV/0! | #DIV/0! | 4 | 2 | 1 | 0 | 0 | 0 | 0 | 0 | #N/A | #N/A | #N/A | #N/A | #N/A | #N/A | #N/A | #N/A | #N/A | #N/A | #N/A | #N/A | #N/A | #N/A | #N/A | #N/A | #DIV/0! | #DIV/0! | #DIV/0! | #DIV/0! | #DIV/0! | #DIV/0! | #DIV/0! | #DIV/0! | #DIV/0! | #DIV/0! | #DIV/0! | #DIV/0! | #DIV/0! | #DIV/0! | #DIV/0! | #DIV/0! | #DIV/0! | #DIV/0! | #DIV/0! | #DIV/0! | #DIV/0! | #DIV/0! | #DIV/0! | #DIV/0! | #DIV/0! | #DIV/0! | #DIV/0! | #DIV/0! | #DIV/0! | #DIV/0! | #DIV/0! | #DIV/0! | #DIV/0! | #DIV/0! | #DIV/0! | #DIV/0!
0 | 0 | 0 | 0 | #DIV/0! | #DIV/0! | #DIV/0! | #DIV/0! | #DIV/0! | #DIV/0! | #DIV/0! | #DIV/0! | #DIV/0! | #DIV/0! | #DIV/0! | #DIV/0! | #DIV/0! | #DIV/0! | #DIV/0! | #DIV/0! | 0 | 0 | #DIV/0! | #DIV/0! | #DIV/0! | #DIV/0! | #DIV/0! | #DIV/0! | #DIV/0! | #DIV/0! | #DIV/0! | #DIV/0! | #DIV/0! | #DIV/0! | #DIV/0! | #DIV/0! | #DIV/0! | #DIV/0! | #DIV/0! | #DIV/0! | #DIV/0! | #DIV/0! | #DIV/0! | #DIV/0! | #DIV/0! | #DIV/0! | #DIV/0! | #DIV/0! | 4 | 2 | 1 | 0 | 0 | 0 | 0 | 0 | #N/A | #N/A | #N/A | #N/A | #N/A | #N/A | #N/A | #N/A | #N/A | #N/A | #N/A | #N/A | #N/A | #N/A | #N/A | #N/A | #DIV/0! | #DIV/0! | #DIV/0! | #DIV/0! | #DIV/0! | #DIV/0! | #DIV/0! | #DIV/0! | #DIV/0! | #DIV/0! | #DIV/0! | #DIV/0! | #DIV/0! | #DIV/0! | #DIV/0! | #DIV/0! | #DIV/0! | #DIV/0! | #DIV/0! | #DIV/0! | #DIV/0! | #DIV/0! | #DIV/0! | #DIV/0! | #DIV/0! | #DIV/0! | #DIV/0! | #DIV/0! | #DIV/0! | #DIV/0! | #DIV/0! | #DIV/0! | #DIV/0! | #DIV/0! | #DIV/0! | #DIV/0!
0 | 0 | 0 | 0 | #DIV/0! | #DIV/0! | #DIV/0! | #DIV/0! | #DIV/0! | #DIV/0! | #DIV/0! | #DIV/0! | #DIV/0! | #DIV/0! | #DIV/0! | #DIV/0! | #DIV/0! | #DIV/0! | #DIV/0! | #DIV/0! | 0 | 0 | #DIV/0! | #DIV/0! | #DIV/0! | #DIV/0! | #DIV/0! | #DIV/0! | #DIV/0! | #DIV/0! | #DIV/0! | #DIV/0! | #DIV/0! | #DIV/0! | #DIV/0! | #DIV/0! | #DIV/0! | #DIV/0! | #DIV/0! | #DIV/0! | #DIV/0! | #DIV/0! | #DIV/0! | #DIV/0! | #DIV/0! | #DIV/0! | #DIV/0! | #DIV/0! | 4 | 2 | 1 | 0 | 0 | 0 | 0 | 0 | #N/A | #N/A | #N/A | #N/A | #N/A | #N/A | #N/A | #N/A | #N/A | #N/A | #N/A | #N/A | #N/A | #N/A | #N/A | #N/A | #DIV/0! | #DIV/0! | #DIV/0! | #DIV/0! | #DIV/0! | #DIV/0! | #DIV/0! | #DIV/0! | #DIV/0! | #DIV/0! | #DIV/0! | #DIV/0! | #DIV/0! | #DIV/0! | #DIV/0! | #DIV/0! | #DIV/0! | #DIV/0! | #DIV/0! | #DIV/0! | #DIV/0! | #DIV/0! | #DIV/0! | #DIV/0! | #DIV/0! | #DIV/0! | #DIV/0! | #DIV/0! | #DIV/0! | #DIV/0! | #DIV/0! | #DIV/0! | #DIV/0! | #DIV/0! | #DIV/0! | #DIV/0!
0 | 0 | 0 | 0 | #DIV/0! | #DIV/0! | #DIV/0! | #DIV/0! | #DIV/0! | #DIV/0! | #DIV/0! | #DIV/0! | #DIV/0! | #DIV/0! | #DIV/0! | #DIV/0! | #DIV/0! | #DIV/0! | #DIV/0! | #DIV/0! | 0 | 0 | #DIV/0! | #DIV/0! | #DIV/0! | #DIV/0! | #DIV/0! | #DIV/0! | #DIV/0! | #DIV/0! | #DIV/0! | #DIV/0! | #DIV/0! | #DIV/0! | #DIV/0! | #DIV/0! | #DIV/0! | #DIV/0! | #DIV/0! | #DIV/0! | #DIV/0! | #DIV/0! | #DIV/0! | #DIV/0! | #DIV/0! | #DIV/0! | #DIV/0! | #DIV/0! | 4 | 2 | 1 | 0 | 0 | 0 | 0 | 0 | #N/A | #N/A | #N/A | #N/A | #N/A | #N/A | #N/A | #N/A | #N/A | #N/A | #N/A | #N/A | #N/A | #N/A | #N/A | #N/A | #DIV/0! | #DIV/0! | #DIV/0! | #DIV/0! | #DIV/0! | #DIV/0! | #DIV/0! | #DIV/0! | #DIV/0! | #DIV/0! | #DIV/0! | #DIV/0! | #DIV/0! | #DIV/0! | #DIV/0! | #DIV/0! | #DIV/0! | #DIV/0! | #DIV/0! | #DIV/0! | #DIV/0! | #DIV/0! | #DIV/0! | #DIV/0! | #DIV/0! | #DIV/0! | #DIV/0! | #DIV/0! | #DIV/0! | #DIV/0! | #DIV/0! | #DIV/0! | #DIV/0! | #DIV/0! | #DIV/0! | #DIV/0!
0 | 0 | 0 | 0 | #DIV/0! | #DIV/0! | #DIV/0! | #DIV/0! | #DIV/0! | #DIV/0! | #DIV/0! | #DIV/0! | #DIV/0! | #DIV/0! | #DIV/0! | #DIV/0! | #DIV/0! | #DIV/0! | #DIV/0! | #DIV/0! | 0 | 0 | #DIV/0! | #DIV/0! | #DIV/0! | #DIV/0! | #DIV/0! | #DIV/0! | #DIV/0! | #DIV/0! | #DIV/0! | #DIV/0! | #DIV/0! | #DIV/0! | #DIV/0! | #DIV/0! | #DIV/0! | #DIV/0! | #DIV/0! | #DIV/0! | #DIV/0! | #DIV/0! | #DIV/0! | #DIV/0! | #DIV/0! | #DIV/0! | #DIV/0! | #DIV/0! | 4 | 2 | 1 | 0 | 0 | 0 | 0 | 0 | #N/A | #N/A | #N/A | #N/A | #N/A | #N/A | #N/A | #N/A | #N/A | #N/A | #N/A | #N/A | #N/A | #N/A | #N/A | #N/A | #DIV/0! | #DIV/0! | #DIV/0! | #DIV/0! | #DIV/0! | #DIV/0! | #DIV/0! | #DIV/0! | #DIV/0! | #DIV/0! | #DIV/0! | #DIV/0! | #DIV/0! | #DIV/0! | #DIV/0! | #DIV/0! | #DIV/0! | #DIV/0! | #DIV/0! | #DIV/0! | #DIV/0! | #DIV/0! | #DIV/0! | #DIV/0! | #DIV/0! | #DIV/0! | #DIV/0! | #DIV/0! | #DIV/0! | #DIV/0! | #DIV/0! | #DIV/0! | #DIV/0! | #DIV/0! | #DIV/0! | #DIV/0!
0 | 0 | 0 | 0 | #DIV/0! | #DIV/0! | #DIV/0! | #DIV/0! | #DIV/0! | #DIV/0! | #DIV/0! | #DIV/0! | #DIV/0! | #DIV/0! | #DIV/0! | #DIV/0! | #DIV/0! | #DIV/0! | #DIV/0! | #DIV/0! | 0 | 0 | #DIV/0! | #DIV/0! | #DIV/0! | #DIV/0! | #DIV/0! | #DIV/0! | #DIV/0! | #DIV/0! | #DIV/0! | #DIV/0! | #DIV/0! | #DIV/0! | #DIV/0! | #DIV/0! | #DIV/0! | #DIV/0! | #DIV/0! | #DIV/0! | #DIV/0! | #DIV/0! | #DIV/0! | #DIV/0! | #DIV/0! | #DIV/0! | #DIV/0! | #DIV/0! | 4 | 2 | 1 | 0 | 0 | 0 | 0 | 0 | #N/A | #N/A | #N/A | #N/A | #N/A | #N/A | #N/A | #N/A | #N/A | #N/A | #N/A | #N/A | #N/A | #N/A | #N/A | #N/A | #DIV/0! | #DIV/0! | #DIV/0! | #DIV/0! | #DIV/0! | #DIV/0! | #DIV/0! | #DIV/0! | #DIV/0! | #DIV/0! | #DIV/0! | #DIV/0! | #DIV/0! | #DIV/0! | #DIV/0! | #DIV/0! | #DIV/0! | #DIV/0! | #DIV/0! | #DIV/0! | #DIV/0! | #DIV/0! | #DIV/0! | #DIV/0! | #DIV/0! | #DIV/0! | #DIV/0! | #DIV/0! | #DIV/0! | #DIV/0! | #DIV/0! | #DIV/0! | #DIV/0! | #DIV/0! | #DIV/0! | #DIV/0!
0 | 0 | 0 | 0 | #DIV/0! | #DIV/0! | #DIV/0! | #DIV/0! | #DIV/0! | #DIV/0! | #DIV/0! | #DIV/0! | #DIV/0! | #DIV/0! | #DIV/0! | #DIV/0! | #DIV/0! | #DIV/0! | #DIV/0! | #DIV/0! | 0 | 0 | #DIV/0! | #DIV/0! | #DIV/0! | #DIV/0! | #DIV/0! | #DIV/0! | #DIV/0! | #DIV/0! | #DIV/0! | #DIV/0! | #DIV/0! | #DIV/0! | #DIV/0! | #DIV/0! | #DIV/0! | #DIV/0! | #DIV/0! | #DIV/0! | #DIV/0! | #DIV/0! | #DIV/0! | #DIV/0! | #DIV/0! | #DIV/0! | #DIV/0! | #DIV/0! | 4 | 2 | 1 | 0 | 0 | 0 | 0 | 0 | #N/A | #N/A | #N/A | #N/A | #N/A | #N/A | #N/A | #N/A | #N/A | #N/A | #N/A | #N/A | #N/A | #N/A | #N/A | #N/A | #DIV/0! | #DIV/0! | #DIV/0! | #DIV/0! | #DIV/0! | #DIV/0! | #DIV/0! | #DIV/0! | #DIV/0! | #DIV/0! | #DIV/0! | #DIV/0! | #DIV/0! | #DIV/0! | #DIV/0! | #DIV/0! | #DIV/0! | #DIV/0! | #DIV/0! | #DIV/0! | #DIV/0! | #DIV/0! | #DIV/0! | #DIV/0! | #DIV/0! | #DIV/0! | #DIV/0! | #DIV/0! | #DIV/0! | #DIV/0! | #DIV/0! | #DIV/0! | #DIV/0! | #DIV/0! | #DIV/0! | #DIV/0!
0 | 0 | 0 | 0 | #DIV/0! | #DIV/0! | #DIV/0! | #DIV/0! | #DIV/0! | #DIV/0! | #DIV/0! | #DIV/0! | #DIV/0! | #DIV/0! | #DIV/0! | #DIV/0! | #DIV/0! | #DIV/0! | #DIV/0! | #DIV/0! | 0 | 0 | #DIV/0! | #DIV/0! | #DIV/0! | #DIV/0! | #DIV/0! | #DIV/0! | #DIV/0! | #DIV/0! | #DIV/0! | #DIV/0! | #DIV/0! | #DIV/0! | #DIV/0! | #DIV/0! | #DIV/0! | #DIV/0! | #DIV/0! | #DIV/0! | #DIV/0! | #DIV/0! | #DIV/0! | #DIV/0! | #DIV/0! | #DIV/0! | #DIV/0! | #DIV/0! | 4 | 2 | 1 | 0 | 0 | 0 | 0 | 0 | #N/A | #N/A | #N/A | #N/A | #N/A | #N/A | #N/A | #N/A | #N/A | #N/A | #N/A | #N/A | #N/A | #N/A | #N/A | #N/A | #DIV/0! | #DIV/0! | #DIV/0! | #DIV/0! | #DIV/0! | #DIV/0! | #DIV/0! | #DIV/0! | #DIV/0! | #DIV/0! | #DIV/0! | #DIV/0! | #DIV/0! | #DIV/0! | #DIV/0! | #DIV/0! | #DIV/0! | #DIV/0! | #DIV/0! | #DIV/0! | #DIV/0! | #DIV/0! | #DIV/0! | #DIV/0! | #DIV/0! | #DIV/0! | #DIV/0! | #DIV/0! | #DIV/0! | #DIV/0! | #DIV/0! | #DIV/0! | #DIV/0! | #DIV/0! | #DIV/0! | #DIV/0!
0 | 0 | 0 | 0 | #DIV/0! | #DIV/0! | #DIV/0! | #DIV/0! | #DIV/0! | #DIV/0! | #DIV/0! | #DIV/0! | #DIV/0! | #DIV/0! | #DIV/0! | #DIV/0! | #DIV/0! | #DIV/0! | #DIV/0! | #DIV/0! | 0 | 0 | #DIV/0! | #DIV/0! | #DIV/0! | #DIV/0! | #DIV/0! | #DIV/0! | #DIV/0! | #DIV/0! | #DIV/0! | #DIV/0! | #DIV/0! | #DIV/0! | #DIV/0! | #DIV/0! | #DIV/0! | #DIV/0! | #DIV/0! | #DIV/0! | #DIV/0! | #DIV/0! | #DIV/0! | #DIV/0! | #DIV/0! | #DIV/0! | #DIV/0! | #DIV/0! | 4 | 2 | 1 | 0 | 0 | 0 | 0 | 0 | #N/A | #N/A | #N/A | #N/A | #N/A | #N/A | #N/A | #N/A | #N/A | #N/A | #N/A | #N/A | #N/A | #N/A | #N/A | #N/A | #DIV/0! | #DIV/0! | #DIV/0! | #DIV/0! | #DIV/0! | #DIV/0! | #DIV/0! | #DIV/0! | #DIV/0! | #DIV/0! | #DIV/0! | #DIV/0! | #DIV/0! | #DIV/0! | #DIV/0! | #DIV/0! | #DIV/0! | #DIV/0! | #DIV/0! | #DIV/0! | #DIV/0! | #DIV/0! | #DIV/0! | #DIV/0! | #DIV/0! | #DIV/0! | #DIV/0! | #DIV/0! | #DIV/0! | #DIV/0! | #DIV/0! | #DIV/0! | #DIV/0! | #DIV/0! | #DIV/0! | #DIV/0!
0 | 0 | 0 | 0 | #DIV/0! | #DIV/0! | #DIV/0! | #DIV/0! | #DIV/0! | #DIV/0! | #DIV/0! | #DIV/0! | #DIV/0! | #DIV/0! | #DIV/0! | #DIV/0! | #DIV/0! | #DIV/0! | #DIV/0! | #DIV/0! | 0 | 0 | #DIV/0! | #DIV/0! | #DIV/0! | #DIV/0! | #DIV/0! | #DIV/0! | #DIV/0! | #DIV/0! | #DIV/0! | #DIV/0! | #DIV/0! | #DIV/0! | #DIV/0! | #DIV/0! | #DIV/0! | #DIV/0! | #DIV/0! | #DIV/0! | #DIV/0! | #DIV/0! | #DIV/0! | #DIV/0! | #DIV/0! | #DIV/0! | #DIV/0! | #DIV/0! | 4 | 2 | 1 | 0 | 0 | 0 | 0 | 0 | #N/A | #N/A | #N/A | #N/A | #N/A | #N/A | #N/A | #N/A | #N/A | #N/A | #N/A | #N/A | #N/A | #N/A | #N/A | #N/A | #DIV/0! | #DIV/0! | #DIV/0! | #DIV/0! | #DIV/0! | #DIV/0! | #DIV/0! | #DIV/0! | #DIV/0! | #DIV/0! | #DIV/0! | #DIV/0! | #DIV/0! | #DIV/0! | #DIV/0! | #DIV/0! | #DIV/0! | #DIV/0! | #DIV/0! | #DIV/0! | #DIV/0! | #DIV/0! | #DIV/0! | #DIV/0! | #DIV/0! | #DIV/0! | #DIV/0! | #DIV/0! | #DIV/0! | #DIV/0! | #DIV/0! | #DIV/0! | #DIV/0! | #DIV/0! | #DIV/0! | #DIV/0!
0 | 0 | 0 | 0 | #DIV/0! | #DIV/0! | #DIV/0! | #DIV/0! | #DIV/0! | #DIV/0! | #DIV/0! | #DIV/0! | #DIV/0! | #DIV/0! | #DIV/0! | #DIV/0! | #DIV/0! | #DIV/0! | #DIV/0! | #DIV/0! | 0 | 0 | #DIV/0! | #DIV/0! | #DIV/0! | #DIV/0! | #DIV/0! | #DIV/0! | #DIV/0! | #DIV/0! | #DIV/0! | #DIV/0! | #DIV/0! | #DIV/0! | #DIV/0! | #DIV/0! | #DIV/0! | #DIV/0! | #DIV/0! | #DIV/0! | #DIV/0! | #DIV/0! | #DIV/0! | #DIV/0! | #DIV/0! | #DIV/0! | #DIV/0! | #DIV/0! | 4 | 2 | 1 | 0 | 0 | 0 | 0 | 0 | #N/A | #N/A | #N/A | #N/A | #N/A | #N/A | #N/A | #N/A | #N/A | #N/A | #N/A | #N/A | #N/A | #N/A | #N/A | #N/A | #DIV/0! | #DIV/0! | #DIV/0! | #DIV/0! | #DIV/0! | #DIV/0! | #DIV/0! | #DIV/0! | #DIV/0! | #DIV/0! | #DIV/0! | #DIV/0! | #DIV/0! | #DIV/0! | #DIV/0! | #DIV/0! | #DIV/0! | #DIV/0! | #DIV/0! | #DIV/0! | #DIV/0! | #DIV/0! | #DIV/0! | #DIV/0! | #DIV/0! | #DIV/0! | #DIV/0! | #DIV/0! | #DIV/0! | #DIV/0! | #DIV/0! | #DIV/0! | #DIV/0! | #DIV/0! | #DIV/0! | #DIV/0!
0 | 0 | 0 | 0 | #DIV/0! | #DIV/0! | #DIV/0! | #DIV/0! | #DIV/0! | #DIV/0! | #DIV/0! | #DIV/0! | #DIV/0! | #DIV/0! | #DIV/0! | #DIV/0! | #DIV/0! | #DIV/0! | #DIV/0! | #DIV/0! | 0 | 0 | #DIV/0! | #DIV/0! | #DIV/0! | #DIV/0! | #DIV/0! | #DIV/0! | #DIV/0! | #DIV/0! | #DIV/0! | #DIV/0! | #DIV/0! | #DIV/0! | #DIV/0! | #DIV/0! | #DIV/0! | #DIV/0! | #DIV/0! | #DIV/0! | #DIV/0! | #DIV/0! | #DIV/0! | #DIV/0! | #DIV/0! | #DIV/0! | #DIV/0! | #DIV/0! | 4 | 2 | 1 | 0 | 0 | 0 | 0 | 0 | #N/A | #N/A | #N/A | #N/A | #N/A | #N/A | #N/A | #N/A | #N/A | #N/A | #N/A | #N/A | #N/A | #N/A | #N/A | #N/A | #DIV/0! | #DIV/0! | #DIV/0! | #DIV/0! | #DIV/0! | #DIV/0! | #DIV/0! | #DIV/0! | #DIV/0! | #DIV/0! | #DIV/0! | #DIV/0! | #DIV/0! | #DIV/0! | #DIV/0! | #DIV/0! | #DIV/0! | #DIV/0! | #DIV/0! | #DIV/0! | #DIV/0! | #DIV/0! | #DIV/0! | #DIV/0! | #DIV/0! | #DIV/0! | #DIV/0! | #DIV/0! | #DIV/0! | #DIV/0! | #DIV/0! | #DIV/0! | #DIV/0! | #DIV/0! | #DIV/0! | #DIV/0!
0 | 0 | 0 | 0 | #DIV/0! | #DIV/0! | #DIV/0! | #DIV/0! | #DIV/0! | #DIV/0! | #DIV/0! | #DIV/0! | #DIV/0! | #DIV/0! | #DIV/0! | #DIV/0! | #DIV/0! | #DIV/0! | #DIV/0! | #DIV/0! | 0 | 0 | #DIV/0! | #DIV/0! | #DIV/0! | #DIV/0! | #DIV/0! | #DIV/0! | #DIV/0! | #DIV/0! | #DIV/0! | #DIV/0! | #DIV/0! | #DIV/0! | #DIV/0! | #DIV/0! | #DIV/0! | #DIV/0! | #DIV/0! | #DIV/0! | #DIV/0! | #DIV/0! | #DIV/0! | #DIV/0! | #DIV/0! | #DIV/0! | #DIV/0! | #DIV/0! | 4 | 2 | 1 | 0 | 0 | 0 | 0 | 0 | #N/A | #N/A | #N/A | #N/A | #N/A | #N/A | #N/A | #N/A | #N/A | #N/A | #N/A | #N/A | #N/A | #N/A | #N/A | #N/A | #DIV/0! | #DIV/0! | #DIV/0! | #DIV/0! | #DIV/0! | #DIV/0! | #DIV/0! | #DIV/0! | #DIV/0! | #DIV/0! | #DIV/0! | #DIV/0! | #DIV/0! | #DIV/0! | #DIV/0! | #DIV/0! | #DIV/0! | #DIV/0! | #DIV/0! | #DIV/0! | #DIV/0! | #DIV/0! | #DIV/0! | #DIV/0! | #DIV/0! | #DIV/0! | #DIV/0! | #DIV/0! | #DIV/0! | #DIV/0! | #DIV/0! | #DIV/0! | #DIV/0! | #DIV/0! | #DIV/0! | #DIV/0!
0 | 0 | 0 | 0 | #DIV/0! | #DIV/0! | #DIV/0! | #DIV/0! | #DIV/0! | #DIV/0! | #DIV/0! | #DIV/0! | #DIV/0! | #DIV/0! | #DIV/0! | #DIV/0! | #DIV/0! | #DIV/0! | #DIV/0! | #DIV/0! | 0 | 0 | #DIV/0! | #DIV/0! | #DIV/0! | #DIV/0! | #DIV/0! | #DIV/0! | #DIV/0! | #DIV/0! | #DIV/0! | #DIV/0! | #DIV/0! | #DIV/0! | #DIV/0! | #DIV/0! | #DIV/0! | #DIV/0! | #DIV/0! | #DIV/0! | #DIV/0! | #DIV/0! | #DIV/0! | #DIV/0! | #DIV/0! | #DIV/0! | #DIV/0! | #DIV/0! | 4 | 2 | 1 | 0 | 0 | 0 | 0 | 0 | #N/A | #N/A | #N/A | #N/A | #N/A | #N/A | #N/A | #N/A | #N/A | #N/A | #N/A | #N/A | #N/A | #N/A | #N/A | #N/A | #DIV/0! | #DIV/0! | #DIV/0! | #DIV/0! | #DIV/0! | #DIV/0! | #DIV/0! | #DIV/0! | #DIV/0! | #DIV/0! | #DIV/0! | #DIV/0! | #DIV/0! | #DIV/0! | #DIV/0! | #DIV/0! | #DIV/0! | #DIV/0! | #DIV/0! | #DIV/0! | #DIV/0! | #DIV/0! | #DIV/0! | #DIV/0! | #DIV/0! | #DIV/0! | #DIV/0! | #DIV/0! | #DIV/0! | #DIV/0! | #DIV/0! | #DIV/0! | #DIV/0! | #DIV/0! | #DIV/0! | #DIV/0!
0 | 0 | 0 | 0 | #DIV/0! | #DIV/0! | #DIV/0! | #DIV/0! | #DIV/0! | #DIV/0! | #DIV/0! | #DIV/0! | #DIV/0! | #DIV/0! | #DIV/0! | #DIV/0! | #DIV/0! | #DIV/0! | #DIV/0! | #DIV/0! | 0 | 0 | #DIV/0! | #DIV/0! | #DIV/0! | #DIV/0! | #DIV/0! | #DIV/0! | #DIV/0! | #DIV/0! | #DIV/0! | #DIV/0! | #DIV/0! | #DIV/0! | #DIV/0! | #DIV/0! | #DIV/0! | #DIV/0! | #DIV/0! | #DIV/0! | #DIV/0! | #DIV/0! | #DIV/0! | #DIV/0! | #DIV/0! | #DIV/0! | #DIV/0! | #DIV/0! | 4 | 2 | 1 | 0 | 0 | 0 | 0 | 0 | #N/A | #N/A | #N/A | #N/A | #N/A | #N/A | #N/A | #N/A | #N/A | #N/A | #N/A | #N/A | #N/A | #N/A | #N/A | #N/A | #DIV/0! | #DIV/0! | #DIV/0! | #DIV/0! | #DIV/0! | #DIV/0! | #DIV/0! | #DIV/0! | #DIV/0! | #DIV/0! | #DIV/0! | #DIV/0! | #DIV/0! | #DIV/0! | #DIV/0! | #DIV/0! | #DIV/0! | #DIV/0! | #DIV/0! | #DIV/0! | #DIV/0! | #DIV/0! | #DIV/0! | #DIV/0! | #DIV/0! | #DIV/0! | #DIV/0! | #DIV/0! | #DIV/0! | #DIV/0! | #DIV/0! | #DIV/0! | #DIV/0! | #DIV/0! | #DIV/0! | #DIV/0!
0 | 0 | 0 | 0 | #DIV/0! | #DIV/0! | #DIV/0! | #DIV/0! | #DIV/0! | #DIV/0! | #DIV/0! | #DIV/0! | #DIV/0! | #DIV/0! | #DIV/0! | #DIV/0! | #DIV/0! | #DIV/0! | #DIV/0! | #DIV/0! | 0 | 0 | #DIV/0! | #DIV/0! | #DIV/0! | #DIV/0! | #DIV/0! | #DIV/0! | #DIV/0! | #DIV/0! | #DIV/0! | #DIV/0! | #DIV/0! | #DIV/0! | #DIV/0! | #DIV/0! | #DIV/0! | #DIV/0! | #DIV/0! | #DIV/0! | #DIV/0! | #DIV/0! | #DIV/0! | #DIV/0! | #DIV/0! | #DIV/0! | #DIV/0! | #DIV/0! | 4 | 2 | 1 | 0 | 0 | 0 | 0 | 0 | #N/A | #N/A | #N/A | #N/A | #N/A | #N/A | #N/A | #N/A | #N/A | #N/A | #N/A | #N/A | #N/A | #N/A | #N/A | #N/A | #DIV/0! | #DIV/0! | #DIV/0! | #DIV/0! | #DIV/0! | #DIV/0! | #DIV/0! | #DIV/0! | #DIV/0! | #DIV/0! | #DIV/0! | #DIV/0! | #DIV/0! | #DIV/0! | #DIV/0! | #DIV/0! | #DIV/0! | #DIV/0! | #DIV/0! | #DIV/0! | #DIV/0! | #DIV/0! | #DIV/0! | #DIV/0! | #DIV/0! | #DIV/0! | #DIV/0! | #DIV/0! | #DIV/0! | #DIV/0! | #DIV/0! | #DIV/0! | #DIV/0! | #DIV/0! | #DIV/0! | #DIV/0!
0 | 0 | 0 | 0 | #DIV/0! | #DIV/0! | #DIV/0! | #DIV/0! | #DIV/0! | #DIV/0! | #DIV/0! | #DIV/0! | #DIV/0! | #DIV/0! | #DIV/0! | #DIV/0! | #DIV/0! | #DIV/0! | #DIV/0! | #DIV/0! | 0 | 0 | #DIV/0! | #DIV/0! | #DIV/0! | #DIV/0! | #DIV/0! | #DIV/0! | #DIV/0! | #DIV/0! | #DIV/0! | #DIV/0! | #DIV/0! | #DIV/0! | #DIV/0! | #DIV/0! | #DIV/0! | #DIV/0! | #DIV/0! | #DIV/0! | #DIV/0! | #DIV/0! | #DIV/0! | #DIV/0! | #DIV/0! | #DIV/0! | #DIV/0! | #DIV/0! | 4 | 2 | 1 | 0 | 0 | 0 | 0 | 0 | #N/A | #N/A | #N/A | #N/A | #N/A | #N/A | #N/A | #N/A | #N/A | #N/A | #N/A | #N/A | #N/A | #N/A | #N/A | #N/A | #DIV/0! | #DIV/0! | #DIV/0! | #DIV/0! | #DIV/0! | #DIV/0! | #DIV/0! | #DIV/0! | #DIV/0! | #DIV/0! | #DIV/0! | #DIV/0! | #DIV/0! | #DIV/0! | #DIV/0! | #DIV/0! | #DIV/0! | #DIV/0! | #DIV/0! | #DIV/0! | #DIV/0! | #DIV/0! | #DIV/0! | #DIV/0! | #DIV/0! | #DIV/0! | #DIV/0! | #DIV/0! | #DIV/0! | #DIV/0! | #DIV/0! | #DIV/0! | #DIV/0! | #DIV/0! | #DIV/0! | #DIV/0!
0 | 0 | 0 | 0 | #DIV/0! | #DIV/0! | #DIV/0! | #DIV/0! | #DIV/0! | #DIV/0! | #DIV/0! | #DIV/0! | #DIV/0! | #DIV/0! | #DIV/0! | #DIV/0! | #DIV/0! | #DIV/0! | #DIV/0! | #DIV/0! | 0 | 0 | #DIV/0! | #DIV/0! | #DIV/0! | #DIV/0! | #DIV/0! | #DIV/0! | #DIV/0! | #DIV/0! | #DIV/0! | #DIV/0! | #DIV/0! | #DIV/0! | #DIV/0! | #DIV/0! | #DIV/0! | #DIV/0! | #DIV/0! | #DIV/0! | #DIV/0! | #DIV/0! | #DIV/0! | #DIV/0! | #DIV/0! | #DIV/0! | #DIV/0! | #DIV/0! | 4 | 2 | 1 | 0 | 0 | 0 | 0 | 0 | #N/A | #N/A | #N/A | #N/A | #N/A | #N/A | #N/A | #N/A | #N/A | #N/A | #N/A | #N/A | #N/A | #N/A | #N/A | #N/A | #DIV/0! | #DIV/0! | #DIV/0! | #DIV/0! | #DIV/0! | #DIV/0! | #DIV/0! | #DIV/0! | #DIV/0! | #DIV/0! | #DIV/0! | #DIV/0! | #DIV/0! | #DIV/0! | #DIV/0! | #DIV/0! | #DIV/0! | #DIV/0! | #DIV/0! | #DIV/0! | #DIV/0! | #DIV/0! | #DIV/0! | #DIV/0! | #DIV/0! | #DIV/0! | #DIV/0! | #DIV/0! | #DIV/0! | #DIV/0! | #DIV/0! | #DIV/0! | #DIV/0! | #DIV/0! | #DIV/0! | #DIV/0!
0 | 0 | 0 | 0 | #DIV/0! | #DIV/0! | #DIV/0! | #DIV/0! | #DIV/0! | #DIV/0! | #DIV/0! | #DIV/0! | #DIV/0! | #DIV/0! | #DIV/0! | #DIV/0! | #DIV/0! | #DIV/0! | #DIV/0! | #DIV/0! | 0 | 0 | #DIV/0! | #DIV/0! | #DIV/0! | #DIV/0! | #DIV/0! | #DIV/0! | #DIV/0! | #DIV/0! | #DIV/0! | #DIV/0! | #DIV/0! | #DIV/0! | #DIV/0! | #DIV/0! | #DIV/0! | #DIV/0! | #DIV/0! | #DIV/0! | #DIV/0! | #DIV/0! | #DIV/0! | #DIV/0! | #DIV/0! | #DIV/0! | #DIV/0! | #DIV/0! | 4 | 2 | 1 | 0 | 0 | 0 | 0 | 0 | #N/A | #N/A | #N/A | #N/A | #N/A | #N/A | #N/A | #N/A | #N/A | #N/A | #N/A | #N/A | #N/A | #N/A | #N/A | #N/A | #DIV/0! | #DIV/0! | #DIV/0! | #DIV/0! | #DIV/0! | #DIV/0! | #DIV/0! | #DIV/0! | #DIV/0! | #DIV/0! | #DIV/0! | #DIV/0! | #DIV/0! | #DIV/0! | #DIV/0! | #DIV/0! | #DIV/0! | #DIV/0! | #DIV/0! | #DIV/0! | #DIV/0! | #DIV/0! | #DIV/0! | #DIV/0! | #DIV/0! | #DIV/0! | #DIV/0! | #DIV/0! | #DIV/0! | #DIV/0! | #DIV/0! | #DIV/0! | #DIV/0! | #DIV/0! | #DIV/0! | #DIV/0!
0 | 0 | 0 | 0 | #DIV/0! | #DIV/0! | #DIV/0! | #DIV/0! | #DIV/0! | #DIV/0! | #DIV/0! | #DIV/0! | #DIV/0! | #DIV/0! | #DIV/0! | #DIV/0! | #DIV/0! | #DIV/0! | #DIV/0! | #DIV/0! | 0 | 0 | #DIV/0! | #DIV/0! | #DIV/0! | #DIV/0! | #DIV/0! | #DIV/0! | #DIV/0! | #DIV/0! | #DIV/0! | #DIV/0! | #DIV/0! | #DIV/0! | #DIV/0! | #DIV/0! | #DIV/0! | #DIV/0! | #DIV/0! | #DIV/0! | #DIV/0! | #DIV/0! | #DIV/0! | #DIV/0! | #DIV/0! | #DIV/0! | #DIV/0! | #DIV/0! | 4 | 2 | 1 | 0 | 0 | 0 | 0 | 0 | #N/A | #N/A | #N/A | #N/A | #N/A | #N/A | #N/A | #N/A | #N/A | #N/A | #N/A | #N/A | #N/A | #N/A | #N/A | #N/A | #DIV/0! | #DIV/0! | #DIV/0! | #DIV/0! | #DIV/0! | #DIV/0! | #DIV/0! | #DIV/0! | #DIV/0! | #DIV/0! | #DIV/0! | #DIV/0! | #DIV/0! | #DIV/0! | #DIV/0! | #DIV/0! | #DIV/0! | #DIV/0! | #DIV/0! | #DIV/0! | #DIV/0! | #DIV/0! | #DIV/0! | #DIV/0! | #DIV/0! | #DIV/0! | #DIV/0! | #DIV/0! | #DIV/0! | #DIV/0! | #DIV/0! | #DIV/0! | #DIV/0! | #DIV/0! | #DIV/0! | #DIV/0!
0 | 0 | 0 | 0 | #DIV/0! | #DIV/0! | #DIV/0! | #DIV/0! | #DIV/0! | #DIV/0! | #DIV/0! | #DIV/0! | #DIV/0! | #DIV/0! | #DIV/0! | #DIV/0! | #DIV/0! | #DIV/0! | #DIV/0! | #DIV/0! | 0 | 0 | #DIV/0! | #DIV/0! | #DIV/0! | #DIV/0! | #DIV/0! | #DIV/0! | #DIV/0! | #DIV/0! | #DIV/0! | #DIV/0! | #DIV/0! | #DIV/0! | #DIV/0! | #DIV/0! | #DIV/0! | #DIV/0! | #DIV/0! | #DIV/0! | #DIV/0! | #DIV/0! | #DIV/0! | #DIV/0! | #DIV/0! | #DIV/0! | #DIV/0! | #DIV/0! | 4 | 2 | 1 | 0 | 0 | 0 | 0 | 0 | #N/A | #N/A | #N/A | #N/A | #N/A | #N/A | #N/A | #N/A | #N/A | #N/A | #N/A | #N/A | #N/A | #N/A | #N/A | #N/A | #DIV/0! | #DIV/0! | #DIV/0! | #DIV/0! | #DIV/0! | #DIV/0! | #DIV/0! | #DIV/0! | #DIV/0! | #DIV/0! | #DIV/0! | #DIV/0! | #DIV/0! | #DIV/0! | #DIV/0! | #DIV/0! | #DIV/0! | #DIV/0! | #DIV/0! | #DIV/0! | #DIV/0! | #DIV/0! | #DIV/0! | #DIV/0! | #DIV/0! | #DIV/0! | #DIV/0! | #DIV/0! | #DIV/0! | #DIV/0! | #DIV/0! | #DIV/0! | #DIV/0! | #DIV/0! | #DIV/0! | #DIV/0!
0 | 0 | 0 | 0 | #DIV/0! | #DIV/0! | #DIV/0! | #DIV/0! | #DIV/0! | #DIV/0! | #DIV/0! | #DIV/0! | #DIV/0! | #DIV/0! | #DIV/0! | #DIV/0! | #DIV/0! | #DIV/0! | #DIV/0! | #DIV/0! | 0 | 0 | #DIV/0! | #DIV/0! | #DIV/0! | #DIV/0! | #DIV/0! | #DIV/0! | #DIV/0! | #DIV/0! | #DIV/0! | #DIV/0! | #DIV/0! | #DIV/0! | #DIV/0! | #DIV/0! | #DIV/0! | #DIV/0! | #DIV/0! | #DIV/0! | #DIV/0! | #DIV/0! | #DIV/0! | #DIV/0! | #DIV/0! | #DIV/0! | #DIV/0! | #DIV/0! | 4 | 2 | 1 | 0 | 0 | 0 | 0 | 0 | #N/A | #N/A | #N/A | #N/A | #N/A | #N/A | #N/A | #N/A | #N/A | #N/A | #N/A | #N/A | #N/A | #N/A | #N/A | #N/A | #DIV/0! | #DIV/0! | #DIV/0! | #DIV/0! | #DIV/0! | #DIV/0! | #DIV/0! | #DIV/0! | #DIV/0! | #DIV/0! | #DIV/0! | #DIV/0! | #DIV/0! | #DIV/0! | #DIV/0! | #DIV/0! | #DIV/0! | #DIV/0! | #DIV/0! | #DIV/0! | #DIV/0! | #DIV/0! | #DIV/0! | #DIV/0! | #DIV/0! | #DIV/0! | #DIV/0! | #DIV/0! | #DIV/0! | #DIV/0! | #DIV/0! | #DIV/0! | #DIV/0! | #DIV/0! | #DIV/0! | #DIV/0!
0 | 0 | 0 | 0 | #DIV/0! | #DIV/0! | #DIV/0! | #DIV/0! | #DIV/0! | #DIV/0! | #DIV/0! | #DIV/0! | #DIV/0! | #DIV/0! | #DIV/0! | #DIV/0! | #DIV/0! | #DIV/0! | #DIV/0! | #DIV/0! | 0 | 0 | #DIV/0! | #DIV/0! | #DIV/0! | #DIV/0! | #DIV/0! | #DIV/0! | #DIV/0! | #DIV/0! | #DIV/0! | #DIV/0! | #DIV/0! | #DIV/0! | #DIV/0! | #DIV/0! | #DIV/0! | #DIV/0! | #DIV/0! | #DIV/0! | #DIV/0! | #DIV/0! | #DIV/0! | #DIV/0! | #DIV/0! | #DIV/0! | #DIV/0! | #DIV/0! | 4 | 2 | 1 | 0 | 0 | 0 | 0 | 0 | #N/A | #N/A | #N/A | #N/A | #N/A | #N/A | #N/A | #N/A | #N/A | #N/A | #N/A | #N/A | #N/A | #N/A | #N/A | #N/A | #DIV/0! | #DIV/0! | #DIV/0! | #DIV/0! | #DIV/0! | #DIV/0! | #DIV/0! | #DIV/0! | #DIV/0! | #DIV/0! | #DIV/0! | #DIV/0! | #DIV/0! | #DIV/0! | #DIV/0! | #DIV/0! | #DIV/0! | #DIV/0! | #DIV/0! | #DIV/0! | #DIV/0! | #DIV/0! | #DIV/0! | #DIV/0! | #DIV/0! | #DIV/0! | #DIV/0! | #DIV/0! | #DIV/0! | #DIV/0! | #DIV/0! | #DIV/0! | #DIV/0! | #DIV/0! | #DIV/0! | #DIV/0!
0 | 0 | 0 | 0 | #DIV/0! | #DIV/0! | #DIV/0! | #DIV/0! | #DIV/0! | #DIV/0! | #DIV/0! | #DIV/0! | #DIV/0! | #DIV/0! | #DIV/0! | #DIV/0! | #DIV/0! | #DIV/0! | #DIV/0! | #DIV/0! | 0 | 0 | #DIV/0! | #DIV/0! | #DIV/0! | #DIV/0! | #DIV/0! | #DIV/0! | #DIV/0! | #DIV/0! | #DIV/0! | #DIV/0! | #DIV/0! | #DIV/0! | #DIV/0! | #DIV/0! | #DIV/0! | #DIV/0! | #DIV/0! | #DIV/0! | #DIV/0! | #DIV/0! | #DIV/0! | #DIV/0! | #DIV/0! | #DIV/0! | #DIV/0! | #DIV/0! | 4 | 2 | 1 | 0 | 0 | 0 | 0 | 0 | #N/A | #N/A | #N/A | #N/A | #N/A | #N/A | #N/A | #N/A | #N/A | #N/A | #N/A | #N/A | #N/A | #N/A | #N/A | #N/A | #DIV/0! | #DIV/0! | #DIV/0! | #DIV/0! | #DIV/0! | #DIV/0! | #DIV/0! | #DIV/0! | #DIV/0! | #DIV/0! | #DIV/0! | #DIV/0! | #DIV/0! | #DIV/0! | #DIV/0! | #DIV/0! | #DIV/0! | #DIV/0! | #DIV/0! | #DIV/0! | #DIV/0! | #DIV/0! | #DIV/0! | #DIV/0! | #DIV/0! | #DIV/0! | #DIV/0! | #DIV/0! | #DIV/0! | #DIV/0! | #DIV/0! | #DIV/0! | #DIV/0! | #DIV/0! | #DIV/0! | #DIV/0!
0 | 0 | 0 | 0 | #DIV/0! | #DIV/0! | #DIV/0! | #DIV/0! | #DIV/0! | #DIV/0! | #DIV/0! | #DIV/0! | #DIV/0! | #DIV/0! | #DIV/0! | #DIV/0! | #DIV/0! | #DIV/0! | #DIV/0! | #DIV/0! | 0 | 0 | #DIV/0! | #DIV/0! | #DIV/0! | #DIV/0! | #DIV/0! | #DIV/0! | #DIV/0! | #DIV/0! | #DIV/0! | #DIV/0! | #DIV/0! | #DIV/0! | #DIV/0! | #DIV/0! | #DIV/0! | #DIV/0! | #DIV/0! | #DIV/0! | #DIV/0! | #DIV/0! | #DIV/0! | #DIV/0! | #DIV/0! | #DIV/0! | #DIV/0! | #DIV/0! | 4 | 2 | 1 | 0 | 0 | 0 | 0 | 0 | #N/A | #N/A | #N/A | #N/A | #N/A | #N/A | #N/A | #N/A | #N/A | #N/A | #N/A | #N/A | #N/A | #N/A | #N/A | #N/A | #DIV/0! | #DIV/0! | #DIV/0! | #DIV/0! | #DIV/0! | #DIV/0! | #DIV/0! | #DIV/0! | #DIV/0! | #DIV/0! | #DIV/0! | #DIV/0! | #DIV/0! | #DIV/0! | #DIV/0! | #DIV/0! | #DIV/0! | #DIV/0! | #DIV/0! | #DIV/0! | #DIV/0! | #DIV/0! | #DIV/0! | #DIV/0! | #DIV/0! | #DIV/0! | #DIV/0! | #DIV/0! | #DIV/0! | #DIV/0! | #DIV/0! | #DIV/0! | #DIV/0! | #DIV/0! | #DIV/0! | #DIV/0!
0 | 0 | 0 | 0 | #DIV/0! | #DIV/0! | #DIV/0! | #DIV/0! | #DIV/0! | #DIV/0! | #DIV/0! | #DIV/0! | #DIV/0! | #DIV/0! | #DIV/0! | #DIV/0! | #DIV/0! | #DIV/0! | #DIV/0! | #DIV/0! | 0 | 0 | #DIV/0! | #DIV/0! | #DIV/0! | #DIV/0! | #DIV/0! | #DIV/0! | #DIV/0! | #DIV/0! | #DIV/0! | #DIV/0! | #DIV/0! | #DIV/0! | #DIV/0! | #DIV/0! | #DIV/0! | #DIV/0! | #DIV/0! | #DIV/0! | #DIV/0! | #DIV/0! | #DIV/0! | #DIV/0! | #DIV/0! | #DIV/0! | #DIV/0! | #DIV/0! | 4 | 2 | 1 | 0 | 0 | 0 | 0 | 0 | #N/A | #N/A | #N/A | #N/A | #N/A | #N/A | #N/A | #N/A | #N/A | #N/A | #N/A | #N/A | #N/A | #N/A | #N/A | #N/A | #DIV/0! | #DIV/0! | #DIV/0! | #DIV/0! | #DIV/0! | #DIV/0! | #DIV/0! | #DIV/0! | #DIV/0! | #DIV/0! | #DIV/0! | #DIV/0! | #DIV/0! | #DIV/0! | #DIV/0! | #DIV/0! | #DIV/0! | #DIV/0! | #DIV/0! | #DIV/0! | #DIV/0! | #DIV/0! | #DIV/0! | #DIV/0! | #DIV/0! | #DIV/0! | #DIV/0! | #DIV/0! | #DIV/0! | #DIV/0! | #DIV/0! | #DIV/0! | #DIV/0! | #DIV/0! | #DIV/0! | #DIV/0!
0 | 0 | 0 | 0 | #DIV/0! | #DIV/0! | #DIV/0! | #DIV/0! | #DIV/0! | #DIV/0! | #DIV/0! | #DIV/0! | #DIV/0! | #DIV/0! | #DIV/0! | #DIV/0! | #DIV/0! | #DIV/0! | #DIV/0! | #DIV/0! | 0 | 0 | #DIV/0! | #DIV/0! | #DIV/0! | #DIV/0! | #DIV/0! | #DIV/0! | #DIV/0! | #DIV/0! | #DIV/0! | #DIV/0! | #DIV/0! | #DIV/0! | #DIV/0! | #DIV/0! | #DIV/0! | #DIV/0! | #DIV/0! | #DIV/0! | #DIV/0! | #DIV/0! | #DIV/0! | #DIV/0! | #DIV/0! | #DIV/0! | #DIV/0! | #DIV/0! | 4 | 2 | 1 | 0 | 0 | 0 | 0 | 0 | #N/A | #N/A | #N/A | #N/A | #N/A | #N/A | #N/A | #N/A | #N/A | #N/A | #N/A | #N/A | #N/A | #N/A | #N/A | #N/A | #DIV/0! | #DIV/0! | #DIV/0! | #DIV/0! | #DIV/0! | #DIV/0! | #DIV/0! | #DIV/0! | #DIV/0! | #DIV/0! | #DIV/0! | #DIV/0! | #DIV/0! | #DIV/0! | #DIV/0! | #DIV/0! | #DIV/0! | #DIV/0! | #DIV/0! | #DIV/0! | #DIV/0! | #DIV/0! | #DIV/0! | #DIV/0! | #DIV/0! | #DIV/0! | #DIV/0! | #DIV/0! | #DIV/0! | #DIV/0! | #DIV/0! | #DIV/0! | #DIV/0! | #DIV/0! | #DIV/0! | #DIV/0!
0 | 0 | 0 | 0 | #DIV/0! | #DIV/0! | #DIV/0! | #DIV/0! | #DIV/0! | #DIV/0! | #DIV/0! | #DIV/0! | #DIV/0! | #DIV/0! | #DIV/0! | #DIV/0! | #DIV/0! | #DIV/0! | #DIV/0! | #DIV/0! | 0 | 0 | #DIV/0! | #DIV/0! | #DIV/0! | #DIV/0! | #DIV/0! | #DIV/0! | #DIV/0! | #DIV/0! | #DIV/0! | #DIV/0! | #DIV/0! | #DIV/0! | #DIV/0! | #DIV/0! | #DIV/0! | #DIV/0! | #DIV/0! | #DIV/0! | #DIV/0! | #DIV/0! | #DIV/0! | #DIV/0! | #DIV/0! | #DIV/0! | #DIV/0! | #DIV/0! | 4 | 2 | 1 | 0 | 0 | 0 | 0 | 0 | #N/A | #N/A | #N/A | #N/A | #N/A | #N/A | #N/A | #N/A | #N/A | #N/A | #N/A | #N/A | #N/A | #N/A | #N/A | #N/A | #DIV/0! | #DIV/0! | #DIV/0! | #DIV/0! | #DIV/0! | #DIV/0! | #DIV/0! | #DIV/0! | #DIV/0! | #DIV/0! | #DIV/0! | #DIV/0! | #DIV/0! | #DIV/0! | #DIV/0! | #DIV/0! | #DIV/0! | #DIV/0! | #DIV/0! | #DIV/0! | #DIV/0! | #DIV/0! | #DIV/0! | #DIV/0! | #DIV/0! | #DIV/0! | #DIV/0! | #DIV/0! | #DIV/0! | #DIV/0! | #DIV/0! | #DIV/0! | #DIV/0! | #DIV/0! | #DIV/0! | #DIV/0!
0 | 0 | 0 | 0 | #DIV/0! | #DIV/0! | #DIV/0! | #DIV/0! | #DIV/0! | #DIV/0! | #DIV/0! | #DIV/0! | #DIV/0! | #DIV/0! | #DIV/0! | #DIV/0! | #DIV/0! | #DIV/0! | #DIV/0! | #DIV/0! | 0 | 0 | #DIV/0! | #DIV/0! | #DIV/0! | #DIV/0! | #DIV/0! | #DIV/0! | #DIV/0! | #DIV/0! | #DIV/0! | #DIV/0! | #DIV/0! | #DIV/0! | #DIV/0! | #DIV/0! | #DIV/0! | #DIV/0! | #DIV/0! | #DIV/0! | #DIV/0! | #DIV/0! | #DIV/0! | #DIV/0! | #DIV/0! | #DIV/0! | #DIV/0! | #DIV/0! | 4 | 2 | 1 | 0 | 0 | 0 | 0 | 0 | #N/A | #N/A | #N/A | #N/A | #N/A | #N/A | #N/A | #N/A | #N/A | #N/A | #N/A | #N/A | #N/A | #N/A | #N/A | #N/A | #DIV/0! | #DIV/0! | #DIV/0! | #DIV/0! | #DIV/0! | #DIV/0! | #DIV/0! | #DIV/0! | #DIV/0! | #DIV/0! | #DIV/0! | #DIV/0! | #DIV/0! | #DIV/0! | #DIV/0! | #DIV/0! | #DIV/0! | #DIV/0! | #DIV/0! | #DIV/0! | #DIV/0! | #DIV/0! | #DIV/0! | #DIV/0! | #DIV/0! | #DIV/0! | #DIV/0! | #DIV/0! | #DIV/0! | #DIV/0! | #DIV/0! | #DIV/0! | #DIV/0! | #DIV/0! | #DIV/0! | #DIV/0!
0 | 0 | 0 | 0 | #DIV/0! | #DIV/0! | #DIV/0! | #DIV/0! | #DIV/0! | #DIV/0! | #DIV/0! | #DIV/0! | #DIV/0! | #DIV/0! | #DIV/0! | #DIV/0! | #DIV/0! | #DIV/0! | #DIV/0! | #DIV/0! | 0 | 0 | #DIV/0! | #DIV/0! | #DIV/0! | #DIV/0! | #DIV/0! | #DIV/0! | #DIV/0! | #DIV/0! | #DIV/0! | #DIV/0! | #DIV/0! | #DIV/0! | #DIV/0! | #DIV/0! | #DIV/0! | #DIV/0! | #DIV/0! | #DIV/0! | #DIV/0! | #DIV/0! | #DIV/0! | #DIV/0! | #DIV/0! | #DIV/0! | #DIV/0! | #DIV/0! | 4 | 2 | 1 | 0 | 0 | 0 | 0 | 0 | #N/A | #N/A | #N/A | #N/A | #N/A | #N/A | #N/A | #N/A | #N/A | #N/A | #N/A | #N/A | #N/A | #N/A | #N/A | #N/A | #DIV/0! | #DIV/0! | #DIV/0! | #DIV/0! | #DIV/0! | #DIV/0! | #DIV/0! | #DIV/0! | #DIV/0! | #DIV/0! | #DIV/0! | #DIV/0! | #DIV/0! | #DIV/0! | #DIV/0! | #DIV/0! | #DIV/0! | #DIV/0! | #DIV/0! | #DIV/0! | #DIV/0! | #DIV/0! | #DIV/0! | #DIV/0! | #DIV/0! | #DIV/0! | #DIV/0! | #DIV/0! | #DIV/0! | #DIV/0! | #DIV/0! | #DIV/0! | #DIV/0! | #DIV/0! | #DIV/0! | #DIV/0!
0 | 0 | 0 | 0 | #DIV/0! | #DIV/0! | #DIV/0! | #DIV/0! | #DIV/0! | #DIV/0! | #DIV/0! | #DIV/0! | #DIV/0! | #DIV/0! | #DIV/0! | #DIV/0! | #DIV/0! | #DIV/0! | #DIV/0! | #DIV/0! | 0 | 0 | #DIV/0! | #DIV/0! | #DIV/0! | #DIV/0! | #DIV/0! | #DIV/0! | #DIV/0! | #DIV/0! | #DIV/0! | #DIV/0! | #DIV/0! | #DIV/0! | #DIV/0! | #DIV/0! | #DIV/0! | #DIV/0! | #DIV/0! | #DIV/0! | #DIV/0! | #DIV/0! | #DIV/0! | #DIV/0! | #DIV/0! | #DIV/0! | #DIV/0! | #DIV/0! | 4 | 2 | 1 | 0 | 0 | 0 | 0 | 0 | #N/A | #N/A | #N/A | #N/A | #N/A | #N/A | #N/A | #N/A | #N/A | #N/A | #N/A | #N/A | #N/A | #N/A | #N/A | #N/A | #DIV/0! | #DIV/0! | #DIV/0! | #DIV/0! | #DIV/0! | #DIV/0! | #DIV/0! | #DIV/0! | #DIV/0! | #DIV/0! | #DIV/0! | #DIV/0! | #DIV/0! | #DIV/0! | #DIV/0! | #DIV/0! | #DIV/0! | #DIV/0! | #DIV/0! | #DIV/0! | #DIV/0! | #DIV/0! | #DIV/0! | #DIV/0! | #DIV/0! | #DIV/0! | #DIV/0! | #DIV/0! | #DIV/0! | #DIV/0! | #DIV/0! | #DIV/0! | #DIV/0! | #DIV/0! | #DIV/0! | #DIV/0!
0 | 0 | 0 | 0 | #DIV/0! | #DIV/0! | #DIV/0! | #DIV/0! | #DIV/0! | #DIV/0! | #DIV/0! | #DIV/0! | #DIV/0! | #DIV/0! | #DIV/0! | #DIV/0! | #DIV/0! | #DIV/0! | #DIV/0! | #DIV/0! | 0 | 0 | #DIV/0! | #DIV/0! | #DIV/0! | #DIV/0! | #DIV/0! | #DIV/0! | #DIV/0! | #DIV/0! | #DIV/0! | #DIV/0! | #DIV/0! | #DIV/0! | #DIV/0! | #DIV/0! | #DIV/0! | #DIV/0! | #DIV/0! | #DIV/0! | #DIV/0! | #DIV/0! | #DIV/0! | #DIV/0! | #DIV/0! | #DIV/0! | #DIV/0! | #DIV/0! | 4 | 2 | 1 | 0 | 0 | 0 | 0 | 0 | #N/A | #N/A | #N/A | #N/A | #N/A | #N/A | #N/A | #N/A | #N/A | #N/A | #N/A | #N/A | #N/A | #N/A | #N/A | #N/A | #DIV/0! | #DIV/0! | #DIV/0! | #DIV/0! | #DIV/0! | #DIV/0! | #DIV/0! | #DIV/0! | #DIV/0! | #DIV/0! | #DIV/0! | #DIV/0! | #DIV/0! | #DIV/0! | #DIV/0! | #DIV/0! | #DIV/0! | #DIV/0! | #DIV/0! | #DIV/0! | #DIV/0! | #DIV/0! | #DIV/0! | #DIV/0! | #DIV/0! | #DIV/0! | #DIV/0! | #DIV/0! | #DIV/0! | #DIV/0! | #DIV/0! | #DIV/0! | #DIV/0! | #DIV/0! | #DIV/0! | #DIV/0!
0 | 0 | 0 | 0 | #DIV/0! | #DIV/0! | #DIV/0! | #DIV/0! | #DIV/0! | #DIV/0! | #DIV/0! | #DIV/0! | #DIV/0! | #DIV/0! | #DIV/0! | #DIV/0! | #DIV/0! | #DIV/0! | #DIV/0! | #DIV/0! | 0 | 0 | #DIV/0! | #DIV/0! | #DIV/0! | #DIV/0! | #DIV/0! | #DIV/0! | #DIV/0! | #DIV/0! | #DIV/0! | #DIV/0! | #DIV/0! | #DIV/0! | #DIV/0! | #DIV/0! | #DIV/0! | #DIV/0! | #DIV/0! | #DIV/0! | #DIV/0! | #DIV/0! | #DIV/0! | #DIV/0! | #DIV/0! | #DIV/0! | #DIV/0! | #DIV/0! | 4 | 2 | 1 | 0 | 0 | 0 | 0 | 0 | #N/A | #N/A | #N/A | #N/A | #N/A | #N/A | #N/A | #N/A | #N/A | #N/A | #N/A | #N/A | #N/A | #N/A | #N/A | #N/A | #DIV/0! | #DIV/0! | #DIV/0! | #DIV/0! | #DIV/0! | #DIV/0! | #DIV/0! | #DIV/0! | #DIV/0! | #DIV/0! | #DIV/0! | #DIV/0! | #DIV/0! | #DIV/0! | #DIV/0! | #DIV/0! | #DIV/0! | #DIV/0! | #DIV/0! | #DIV/0! | #DIV/0! | #DIV/0! | #DIV/0! | #DIV/0! | #DIV/0! | #DIV/0! | #DIV/0! | #DIV/0! | #DIV/0! | #DIV/0! | #DIV/0! | #DIV/0! | #DIV/0! | #DIV/0! | #DIV/0! | #DIV/0!
0 | 0 | 0 | 0 | #DIV/0! | #DIV/0! | #DIV/0! | #DIV/0! | #DIV/0! | #DIV/0! | #DIV/0! | #DIV/0! | #DIV/0! | #DIV/0! | #DIV/0! | #DIV/0! | #DIV/0! | #DIV/0! | #DIV/0! | #DIV/0! | 0 | 0 | #DIV/0! | #DIV/0! | #DIV/0! | #DIV/0! | #DIV/0! | #DIV/0! | #DIV/0! | #DIV/0! | #DIV/0! | #DIV/0! | #DIV/0! | #DIV/0! | #DIV/0! | #DIV/0! | #DIV/0! | #DIV/0! | #DIV/0! | #DIV/0! | #DIV/0! | #DIV/0! | #DIV/0! | #DIV/0! | #DIV/0! | #DIV/0! | #DIV/0! | #DIV/0! | 4 | 2 | 1 | 0 | 0 | 0 | 0 | 0 | #N/A | #N/A | #N/A | #N/A | #N/A | #N/A | #N/A | #N/A | #N/A | #N/A | #N/A | #N/A | #N/A | #N/A | #N/A | #N/A | #DIV/0! | #DIV/0! | #DIV/0! | #DIV/0! | #DIV/0! | #DIV/0! | #DIV/0! | #DIV/0! | #DIV/0! | #DIV/0! | #DIV/0! | #DIV/0! | #DIV/0! | #DIV/0! | #DIV/0! | #DIV/0! | #DIV/0! | #DIV/0! | #DIV/0! | #DIV/0! | #DIV/0! | #DIV/0! | #DIV/0! | #DIV/0! | #DIV/0! | #DIV/0! | #DIV/0! | #DIV/0! | #DIV/0! | #DIV/0! | #DIV/0! | #DIV/0! | #DIV/0! | #DIV/0! | #DIV/0! | #DIV/0!
0 | 0 | 0 | 0 | #DIV/0! | #DIV/0! | #DIV/0! | #DIV/0! | #DIV/0! | #DIV/0! | #DIV/0! | #DIV/0! | #DIV/0! | #DIV/0! | #DIV/0! | #DIV/0! | #DIV/0! | #DIV/0! | #DIV/0! | #DIV/0! | 0 | 0 | #DIV/0! | #DIV/0! | #DIV/0! | #DIV/0! | #DIV/0! | #DIV/0! | #DIV/0! | #DIV/0! | #DIV/0! | #DIV/0! | #DIV/0! | #DIV/0! | #DIV/0! | #DIV/0! | #DIV/0! | #DIV/0! | #DIV/0! | #DIV/0! | #DIV/0! | #DIV/0! | #DIV/0! | #DIV/0! | #DIV/0! | #DIV/0! | #DIV/0! | #DIV/0! | 4 | 2 | 1 | 0 | 0 | 0 | 0 | 0 | #N/A | #N/A | #N/A | #N/A | #N/A | #N/A | #N/A | #N/A | #N/A | #N/A | #N/A | #N/A | #N/A | #N/A | #N/A | #N/A | #DIV/0! | #DIV/0! | #DIV/0! | #DIV/0! | #DIV/0! | #DIV/0! | #DIV/0! | #DIV/0! | #DIV/0! | #DIV/0! | #DIV/0! | #DIV/0! | #DIV/0! | #DIV/0! | #DIV/0! | #DIV/0! | #DIV/0! | #DIV/0! | #DIV/0! | #DIV/0! | #DIV/0! | #DIV/0! | #DIV/0! | #DIV/0! | #DIV/0! | #DIV/0! | #DIV/0! | #DIV/0! | #DIV/0! | #DIV/0! | #DIV/0! | #DIV/0! | #DIV/0! | #DIV/0! | #DIV/0! | #DIV/0!
0 | 0 | 0 | 0 | #DIV/0! | #DIV/0! | #DIV/0! | #DIV/0! | #DIV/0! | #DIV/0! | #DIV/0! | #DIV/0! | #DIV/0! | #DIV/0! | #DIV/0! | #DIV/0! | #DIV/0! | #DIV/0! | #DIV/0! | #DIV/0! | 0 | 0 | #DIV/0! | #DIV/0! | #DIV/0! | #DIV/0! | #DIV/0! | #DIV/0! | #DIV/0! | #DIV/0! | #DIV/0! | #DIV/0! | #DIV/0! | #DIV/0! | #DIV/0! | #DIV/0! | #DIV/0! | #DIV/0! | #DIV/0! | #DIV/0! | #DIV/0! | #DIV/0! | #DIV/0! | #DIV/0! | #DIV/0! | #DIV/0! | #DIV/0! | #DIV/0! | 4 | 2 | 1 | 0 | 0 | 0 | 0 | 0 | #N/A | #N/A | #N/A | #N/A | #N/A | #N/A | #N/A | #N/A | #N/A | #N/A | #N/A | #N/A | #N/A | #N/A | #N/A | #N/A | #DIV/0! | #DIV/0! | #DIV/0! | #DIV/0! | #DIV/0! | #DIV/0! | #DIV/0! | #DIV/0! | #DIV/0! | #DIV/0! | #DIV/0! | #DIV/0! | #DIV/0! | #DIV/0! | #DIV/0! | #DIV/0! | #DIV/0! | #DIV/0! | #DIV/0! | #DIV/0! | #DIV/0! | #DIV/0! | #DIV/0! | #DIV/0! | #DIV/0! | #DIV/0! | #DIV/0! | #DIV/0! | #DIV/0! | #DIV/0! | #DIV/0! | #DIV/0! | #DIV/0! | #DIV/0! | #DIV/0! | #DIV/0!
0 | 0 | 0 | 0 | #DIV/0! | #DIV/0! | #DIV/0! | #DIV/0! | #DIV/0! | #DIV/0! | #DIV/0! | #DIV/0! | #DIV/0! | #DIV/0! | #DIV/0! | #DIV/0! | #DIV/0! | #DIV/0! | #DIV/0! | #DIV/0! | 0 | 0 | #DIV/0! | #DIV/0! | #DIV/0! | #DIV/0! | #DIV/0! | #DIV/0! | #DIV/0! | #DIV/0! | #DIV/0! | #DIV/0! | #DIV/0! | #DIV/0! | #DIV/0! | #DIV/0! | #DIV/0! | #DIV/0! | #DIV/0! | #DIV/0! | #DIV/0! | #DIV/0! | #DIV/0! | #DIV/0! | #DIV/0! | #DIV/0! | #DIV/0! | #DIV/0! | 4 | 2 | 1 | 0 | 0 | 0 | 0 | 0 | #N/A | #N/A | #N/A | #N/A | #N/A | #N/A | #N/A | #N/A | #N/A | #N/A | #N/A | #N/A | #N/A | #N/A | #N/A | #N/A | #DIV/0! | #DIV/0! | #DIV/0! | #DIV/0! | #DIV/0! | #DIV/0! | #DIV/0! | #DIV/0! | #DIV/0! | #DIV/0! | #DIV/0! | #DIV/0! | #DIV/0! | #DIV/0! | #DIV/0! | #DIV/0! | #DIV/0! | #DIV/0! | #DIV/0! | #DIV/0! | #DIV/0! | #DIV/0! | #DIV/0! | #DIV/0! | #DIV/0! | #DIV/0! | #DIV/0! | #DIV/0! | #DIV/0! | #DIV/0! | #DIV/0! | #DIV/0! | #DIV/0! | #DIV/0! | #DIV/0! | #DIV/0!
0 | 0 | 0 | 0 | #DIV/0! | #DIV/0! | #DIV/0! | #DIV/0! | #DIV/0! | #DIV/0! | #DIV/0! | #DIV/0! | #DIV/0! | #DIV/0! | #DIV/0! | #DIV/0! | #DIV/0! | #DIV/0! | #DIV/0! | #DIV/0! | 0 | 0 | #DIV/0! | #DIV/0! | #DIV/0! | #DIV/0! | #DIV/0! | #DIV/0! | #DIV/0! | #DIV/0! | #DIV/0! | #DIV/0! | #DIV/0! | #DIV/0! | #DIV/0! | #DIV/0! | #DIV/0! | #DIV/0! | #DIV/0! | #DIV/0! | #DIV/0! | #DIV/0! | #DIV/0! | #DIV/0! | #DIV/0! | #DIV/0! | #DIV/0! | #DIV/0! | 4 | 2 | 1 | 0 | 0 | 0 | 0 | 0 | #N/A | #N/A | #N/A | #N/A | #N/A | #N/A | #N/A | #N/A | #N/A | #N/A | #N/A | #N/A | #N/A | #N/A | #N/A | #N/A | #DIV/0! | #DIV/0! | #DIV/0! | #DIV/0! | #DIV/0! | #DIV/0! | #DIV/0! | #DIV/0! | #DIV/0! | #DIV/0! | #DIV/0! | #DIV/0! | #DIV/0! | #DIV/0! | #DIV/0! | #DIV/0! | #DIV/0! | #DIV/0! | #DIV/0! | #DIV/0! | #DIV/0! | #DIV/0! | #DIV/0! | #DIV/0! | #DIV/0! | #DIV/0! | #DIV/0! | #DIV/0! | #DIV/0! | #DIV/0! | #DIV/0! | #DIV/0! | #DIV/0! | #DIV/0! | #DIV/0! | #DIV/0!
0 | 0 | 0 | 0 | #DIV/0! | #DIV/0! | #DIV/0! | #DIV/0! | #DIV/0! | #DIV/0! | #DIV/0! | #DIV/0! | #DIV/0! | #DIV/0! | #DIV/0! | #DIV/0! | #DIV/0! | #DIV/0! | #DIV/0! | #DIV/0! | 0 | 0 | #DIV/0! | #DIV/0! | #DIV/0! | #DIV/0! | #DIV/0! | #DIV/0! | #DIV/0! | #DIV/0! | #DIV/0! | #DIV/0! | #DIV/0! | #DIV/0! | #DIV/0! | #DIV/0! | #DIV/0! | #DIV/0! | #DIV/0! | #DIV/0! | #DIV/0! | #DIV/0! | #DIV/0! | #DIV/0! | #DIV/0! | #DIV/0! | #DIV/0! | #DIV/0! | 4 | 2 | 1 | 0 | 0 | 0 | 0 | 0 | #N/A | #N/A | #N/A | #N/A | #N/A | #N/A | #N/A | #N/A | #N/A | #N/A | #N/A | #N/A | #N/A | #N/A | #N/A | #N/A | #DIV/0! | #DIV/0! | #DIV/0! | #DIV/0! | #DIV/0! | #DIV/0! | #DIV/0! | #DIV/0! | #DIV/0! | #DIV/0! | #DIV/0! | #DIV/0! | #DIV/0! | #DIV/0! | #DIV/0! | #DIV/0! | #DIV/0! | #DIV/0! | #DIV/0! | #DIV/0! | #DIV/0! | #DIV/0! | #DIV/0! | #DIV/0! | #DIV/0! | #DIV/0! | #DIV/0! | #DIV/0! | #DIV/0! | #DIV/0! | #DIV/0! | #DIV/0! | #DIV/0! | #DIV/0! | #DIV/0! | #DIV/0!
0 | 0 | 0 | 0 | #DIV/0! | #DIV/0! | #DIV/0! | #DIV/0! | #DIV/0! | #DIV/0! | #DIV/0! | #DIV/0! | #DIV/0! | #DIV/0! | #DIV/0! | #DIV/0! | #DIV/0! | #DIV/0! | #DIV/0! | #DIV/0! | 0 | 0 | #DIV/0! | #DIV/0! | #DIV/0! | #DIV/0! | #DIV/0! | #DIV/0! | #DIV/0! | #DIV/0! | #DIV/0! | #DIV/0! | #DIV/0! | #DIV/0! | #DIV/0! | #DIV/0! | #DIV/0! | #DIV/0! | #DIV/0! | #DIV/0! | #DIV/0! | #DIV/0! | #DIV/0! | #DIV/0! | #DIV/0! | #DIV/0! | #DIV/0! | #DIV/0! | 4 | 2 | 1 | 0 | 0 | 0 | 0 | 0 | #N/A | #N/A | #N/A | #N/A | #N/A | #N/A | #N/A | #N/A | #N/A | #N/A | #N/A | #N/A | #N/A | #N/A | #N/A | #N/A | #DIV/0! | #DIV/0! | #DIV/0! | #DIV/0! | #DIV/0! | #DIV/0! | #DIV/0! | #DIV/0! | #DIV/0! | #DIV/0! | #DIV/0! | #DIV/0! | #DIV/0! | #DIV/0! | #DIV/0! | #DIV/0! | #DIV/0! | #DIV/0! | #DIV/0! | #DIV/0! | #DIV/0! | #DIV/0! | #DIV/0! | #DIV/0! | #DIV/0! | #DIV/0! | #DIV/0! | #DIV/0! | #DIV/0! | #DIV/0! | #DIV/0! | #DIV/0! | #DIV/0! | #DIV/0! | #DIV/0! | #DIV/0!
0 | 0 | 0 | 0 | #DIV/0! | #DIV/0! | #DIV/0! | #DIV/0! | #DIV/0! | #DIV/0! | #DIV/0! | #DIV/0! | #DIV/0! | #DIV/0! | #DIV/0! | #DIV/0! | #DIV/0! | #DIV/0! | #DIV/0! | #DIV/0! | 0 | 0 | #DIV/0! | #DIV/0! | #DIV/0! | #DIV/0! | #DIV/0! | #DIV/0! | #DIV/0! | #DIV/0! | #DIV/0! | #DIV/0! | #DIV/0! | #DIV/0! | #DIV/0! | #DIV/0! | #DIV/0! | #DIV/0! | #DIV/0! | #DIV/0! | #DIV/0! | #DIV/0! | #DIV/0! | #DIV/0! | #DIV/0! | #DIV/0! | #DIV/0! | #DIV/0! | 4 | 2 | 1 | 0 | 0 | 0 | 0 | 0 | #N/A | #N/A | #N/A | #N/A | #N/A | #N/A | #N/A | #N/A | #N/A | #N/A | #N/A | #N/A | #N/A | #N/A | #N/A | #N/A | #DIV/0! | #DIV/0! | #DIV/0! | #DIV/0! | #DIV/0! | #DIV/0! | #DIV/0! | #DIV/0! | #DIV/0! | #DIV/0! | #DIV/0! | #DIV/0! | #DIV/0! | #DIV/0! | #DIV/0! | #DIV/0! | #DIV/0! | #DIV/0! | #DIV/0! | #DIV/0! | #DIV/0! | #DIV/0! | #DIV/0! | #DIV/0! | #DIV/0! | #DIV/0! | #DIV/0! | #DIV/0! | #DIV/0! | #DIV/0! | #DIV/0! | #DIV/0! | #DIV/0! | #DIV/0! | #DIV/0! | #DIV/0!
0 | 0 | 0 | 0 | #DIV/0! | #DIV/0! | #DIV/0! | #DIV/0! | #DIV/0! | #DIV/0! | #DIV/0! | #DIV/0! | #DIV/0! | #DIV/0! | #DIV/0! | #DIV/0! | #DIV/0! | #DIV/0! | #DIV/0! | #DIV/0! | 0 | 0 | #DIV/0! | #DIV/0! | #DIV/0! | #DIV/0! | #DIV/0! | #DIV/0! | #DIV/0! | #DIV/0! | #DIV/0! | #DIV/0! | #DIV/0! | #DIV/0! | #DIV/0! | #DIV/0! | #DIV/0! | #DIV/0! | #DIV/0! | #DIV/0! | #DIV/0! | #DIV/0! | #DIV/0! | #DIV/0! | #DIV/0! | #DIV/0! | #DIV/0! | #DIV/0! | 4 | 2 | 1 | 0 | 0 | 0 | 0 | 0 | #N/A | #N/A | #N/A | #N/A | #N/A | #N/A | #N/A | #N/A | #N/A | #N/A | #N/A | #N/A | #N/A | #N/A | #N/A | #N/A | #DIV/0! | #DIV/0! | #DIV/0! | #DIV/0! | #DIV/0! | #DIV/0! | #DIV/0! | #DIV/0! | #DIV/0! | #DIV/0! | #DIV/0! | #DIV/0! | #DIV/0! | #DIV/0! | #DIV/0! | #DIV/0! | #DIV/0! | #DIV/0! | #DIV/0! | #DIV/0! | #DIV/0! | #DIV/0! | #DIV/0! | #DIV/0! | #DIV/0! | #DIV/0! | #DIV/0! | #DIV/0! | #DIV/0! | #DIV/0! | #DIV/0! | #DIV/0! | #DIV/0! | #DIV/0! | #DIV/0! | #DIV/0!
0 | 0 | 0 | 0 | #DIV/0! | #DIV/0! | #DIV/0! | #DIV/0! | #DIV/0! | #DIV/0! | #DIV/0! | #DIV/0! | #DIV/0! | #DIV/0! | #DIV/0! | #DIV/0! | #DIV/0! | #DIV/0! | #DIV/0! | #DIV/0! | 0 | 0 | #DIV/0! | #DIV/0! | #DIV/0! | #DIV/0! | #DIV/0! | #DIV/0! | #DIV/0! | #DIV/0! | #DIV/0! | #DIV/0! | #DIV/0! | #DIV/0! | #DIV/0! | #DIV/0! | #DIV/0! | #DIV/0! | #DIV/0! | #DIV/0! | #DIV/0! | #DIV/0! | #DIV/0! | #DIV/0! | #DIV/0! | #DIV/0! | #DIV/0! | #DIV/0! | 4 | 2 | 1 | 0 | 0 | 0 | 0 | 0 | #N/A | #N/A | #N/A | #N/A | #N/A | #N/A | #N/A | #N/A | #N/A | #N/A | #N/A | #N/A | #N/A | #N/A | #N/A | #N/A | #DIV/0! | #DIV/0! | #DIV/0! | #DIV/0! | #DIV/0! | #DIV/0! | #DIV/0! | #DIV/0! | #DIV/0! | #DIV/0! | #DIV/0! | #DIV/0! | #DIV/0! | #DIV/0! | #DIV/0! | #DIV/0! | #DIV/0! | #DIV/0! | #DIV/0! | #DIV/0! | #DIV/0! | #DIV/0! | #DIV/0! | #DIV/0! | #DIV/0! | #DIV/0! | #DIV/0! | #DIV/0! | #DIV/0! | #DIV/0! | #DIV/0! | #DIV/0! | #DIV/0! | #DIV/0! | #DIV/0! | #DIV/0!
0 | 0 | 0 | 0 | #DIV/0! | #DIV/0! | #DIV/0! | #DIV/0! | #DIV/0! | #DIV/0! | #DIV/0! | #DIV/0! | #DIV/0! | #DIV/0! | #DIV/0! | #DIV/0! | #DIV/0! | #DIV/0! | #DIV/0! | #DIV/0! | 0 | 0 | #DIV/0! | #DIV/0! | #DIV/0! | #DIV/0! | #DIV/0! | #DIV/0! | #DIV/0! | #DIV/0! | #DIV/0! | #DIV/0! | #DIV/0! | #DIV/0! | #DIV/0! | #DIV/0! | #DIV/0! | #DIV/0! | #DIV/0! | #DIV/0! | #DIV/0! | #DIV/0! | #DIV/0! | #DIV/0! | #DIV/0! | #DIV/0! | #DIV/0! | #DIV/0! | 4 | 2 | 1 | 0 | 0 | 0 | 0 | 0 | #N/A | #N/A | #N/A | #N/A | #N/A | #N/A | #N/A | #N/A | #N/A | #N/A | #N/A | #N/A | #N/A | #N/A | #N/A | #N/A | #DIV/0! | #DIV/0! | #DIV/0! | #DIV/0! | #DIV/0! | #DIV/0! | #DIV/0! | #DIV/0! | #DIV/0! | #DIV/0! | #DIV/0! | #DIV/0! | #DIV/0! | #DIV/0! | #DIV/0! | #DIV/0! | #DIV/0! | #DIV/0! | #DIV/0! | #DIV/0! | #DIV/0! | #DIV/0! | #DIV/0! | #DIV/0! | #DIV/0! | #DIV/0! | #DIV/0! | #DIV/0! | #DIV/0! | #DIV/0! | #DIV/0! | #DIV/0! | #DIV/0! | #DIV/0! | #DIV/0! | #DIV/0!
0 | 0 | 0 | 0 | #DIV/0! | #DIV/0! | #DIV/0! | #DIV/0! | #DIV/0! | #DIV/0! | #DIV/0! | #DIV/0! | #DIV/0! | #DIV/0! | #DIV/0! | #DIV/0! | #DIV/0! | #DIV/0! | #DIV/0! | #DIV/0! | 0 | 0 | #DIV/0! | #DIV/0! | #DIV/0! | #DIV/0! | #DIV/0! | #DIV/0! | #DIV/0! | #DIV/0! | #DIV/0! | #DIV/0! | #DIV/0! | #DIV/0! | #DIV/0! | #DIV/0! | #DIV/0! | #DIV/0! | #DIV/0! | #DIV/0! | #DIV/0! | #DIV/0! | #DIV/0! | #DIV/0! | #DIV/0! | #DIV/0! | #DIV/0! | #DIV/0! | 4 | 2 | 1 | 0 | 0 | 0 | 0 | 0 | #N/A | #N/A | #N/A | #N/A | #N/A | #N/A | #N/A | #N/A | #N/A | #N/A | #N/A | #N/A | #N/A | #N/A | #N/A | #N/A | #DIV/0! | #DIV/0! | #DIV/0! | #DIV/0! | #DIV/0! | #DIV/0! | #DIV/0! | #DIV/0! | #DIV/0! | #DIV/0! | #DIV/0! | #DIV/0! | #DIV/0! | #DIV/0! | #DIV/0! | #DIV/0! | #DIV/0! | #DIV/0! | #DIV/0! | #DIV/0! | #DIV/0! | #DIV/0! | #DIV/0! | #DIV/0! | #DIV/0! | #DIV/0! | #DIV/0! | #DIV/0! | #DIV/0! | #DIV/0! | #DIV/0! | #DIV/0! | #DIV/0! | #DIV/0! | #DIV/0! | #DIV/0!
0 | 0 | 0 | 0 | #DIV/0! | #DIV/0! | #DIV/0! | #DIV/0! | #DIV/0! | #DIV/0! | #DIV/0! | #DIV/0! | #DIV/0! | #DIV/0! | #DIV/0! | #DIV/0! | #DIV/0! | #DIV/0! | #DIV/0! | #DIV/0! | 0 | 0 | #DIV/0! | #DIV/0! | #DIV/0! | #DIV/0! | #DIV/0! | #DIV/0! | #DIV/0! | #DIV/0! | #DIV/0! | #DIV/0! | #DIV/0! | #DIV/0! | #DIV/0! | #DIV/0! | #DIV/0! | #DIV/0! | #DIV/0! | #DIV/0! | #DIV/0! | #DIV/0! | #DIV/0! | #DIV/0! | #DIV/0! | #DIV/0! | #DIV/0! | #DIV/0! | 4 | 2 | 1 | 0 | 0 | 0 | 0 | 0 | #N/A | #N/A | #N/A | #N/A | #N/A | #N/A | #N/A | #N/A | #N/A | #N/A | #N/A | #N/A | #N/A | #N/A | #N/A | #N/A | #DIV/0! | #DIV/0! | #DIV/0! | #DIV/0! | #DIV/0! | #DIV/0! | #DIV/0! | #DIV/0! | #DIV/0! | #DIV/0! | #DIV/0! | #DIV/0! | #DIV/0! | #DIV/0! | #DIV/0! | #DIV/0! | #DIV/0! | #DIV/0! | #DIV/0! | #DIV/0! | #DIV/0! | #DIV/0! | #DIV/0! | #DIV/0! | #DIV/0! | #DIV/0! | #DIV/0! | #DIV/0! | #DIV/0! | #DIV/0! | #DIV/0! | #DIV/0! | #DIV/0! | #DIV/0! | #DIV/0! | #DIV/0!
0 | 0 | 0 | 0 | #DIV/0! | #DIV/0! | #DIV/0! | #DIV/0! | #DIV/0! | #DIV/0! | #DIV/0! | #DIV/0! | #DIV/0! | #DIV/0! | #DIV/0! | #DIV/0! | #DIV/0! | #DIV/0! | #DIV/0! | #DIV/0! | 0 | 0 | #DIV/0! | #DIV/0! | #DIV/0! | #DIV/0! | #DIV/0! | #DIV/0! | #DIV/0! | #DIV/0! | #DIV/0! | #DIV/0! | #DIV/0! | #DIV/0! | #DIV/0! | #DIV/0! | #DIV/0! | #DIV/0! | #DIV/0! | #DIV/0! | #DIV/0! | #DIV/0! | #DIV/0! | #DIV/0! | #DIV/0! | #DIV/0! | #DIV/0! | #DIV/0! | 4 | 2 | 1 | 0 | 0 | 0 | 0 | 0 | #N/A | #N/A | #N/A | #N/A | #N/A | #N/A | #N/A | #N/A | #N/A | #N/A | #N/A | #N/A | #N/A | #N/A | #N/A | #N/A | #DIV/0! | #DIV/0! | #DIV/0! | #DIV/0! | #DIV/0! | #DIV/0! | #DIV/0! | #DIV/0! | #DIV/0! | #DIV/0! | #DIV/0! | #DIV/0! | #DIV/0! | #DIV/0! | #DIV/0! | #DIV/0! | #DIV/0! | #DIV/0! | #DIV/0! | #DIV/0! | #DIV/0! | #DIV/0! | #DIV/0! | #DIV/0! | #DIV/0! | #DIV/0! | #DIV/0! | #DIV/0! | #DIV/0! | #DIV/0! | #DIV/0! | #DIV/0! | #DIV/0! | #DIV/0! | #DIV/0! | #DIV/0!
0 | 0 | 0 | 0 | #DIV/0! | #DIV/0! | #DIV/0! | #DIV/0! | #DIV/0! | #DIV/0! | #DIV/0! | #DIV/0! | #DIV/0! | #DIV/0! | #DIV/0! | #DIV/0! | #DIV/0! | #DIV/0! | #DIV/0! | #DIV/0! | 0 | 0 | #DIV/0! | #DIV/0! | #DIV/0! | #DIV/0! | #DIV/0! | #DIV/0! | #DIV/0! | #DIV/0! | #DIV/0! | #DIV/0! | #DIV/0! | #DIV/0! | #DIV/0! | #DIV/0! | #DIV/0! | #DIV/0! | #DIV/0! | #DIV/0! | #DIV/0! | #DIV/0! | #DIV/0! | #DIV/0! | #DIV/0! | #DIV/0! | #DIV/0! | #DIV/0! | 4 | 2 | 1 | 0 | 0 | 0 | 0 | 0 | #N/A | #N/A | #N/A | #N/A | #N/A | #N/A | #N/A | #N/A | #N/A | #N/A | #N/A | #N/A | #N/A | #N/A | #N/A | #N/A | #DIV/0! | #DIV/0! | #DIV/0! | #DIV/0! | #DIV/0! | #DIV/0! | #DIV/0! | #DIV/0! | #DIV/0! | #DIV/0! | #DIV/0! | #DIV/0! | #DIV/0! | #DIV/0! | #DIV/0! | #DIV/0! | #DIV/0! | #DIV/0! | #DIV/0! | #DIV/0! | #DIV/0! | #DIV/0! | #DIV/0! | #DIV/0! | #DIV/0! | #DIV/0! | #DIV/0! | #DIV/0! | #DIV/0! | #DIV/0! | #DIV/0! | #DIV/0! | #DIV/0! | #DIV/0! | #DIV/0! | #DIV/0!
0 | 0 | 0 | 0 | #DIV/0! | #DIV/0! | #DIV/0! | #DIV/0! | #DIV/0! | #DIV/0! | #DIV/0! | #DIV/0! | #DIV/0! | #DIV/0! | #DIV/0! | #DIV/0! | #DIV/0! | #DIV/0! | #DIV/0! | #DIV/0! | 0 | 0 | #DIV/0! | #DIV/0! | #DIV/0! | #DIV/0! | #DIV/0! | #DIV/0! | #DIV/0! | #DIV/0! | #DIV/0! | #DIV/0! | #DIV/0! | #DIV/0! | #DIV/0! | #DIV/0! | #DIV/0! | #DIV/0! | #DIV/0! | #DIV/0! | #DIV/0! | #DIV/0! | #DIV/0! | #DIV/0! | #DIV/0! | #DIV/0! | #DIV/0! | #DIV/0! | 4 | 2 | 1 | 0 | 0 | 0 | 0 | 0 | #N/A | #N/A | #N/A | #N/A | #N/A | #N/A | #N/A | #N/A | #N/A | #N/A | #N/A | #N/A | #N/A | #N/A | #N/A | #N/A | #DIV/0! | #DIV/0! | #DIV/0! | #DIV/0! | #DIV/0! | #DIV/0! | #DIV/0! | #DIV/0! | #DIV/0! | #DIV/0! | #DIV/0! | #DIV/0! | #DIV/0! | #DIV/0! | #DIV/0! | #DIV/0! | #DIV/0! | #DIV/0! | #DIV/0! | #DIV/0! | #DIV/0! | #DIV/0! | #DIV/0! | #DIV/0! | #DIV/0! | #DIV/0! | #DIV/0! | #DIV/0! | #DIV/0! | #DIV/0! | #DIV/0! | #DIV/0! | #DIV/0! | #DIV/0! | #DIV/0! | #DIV/0!
0 | 0 | 0 | 0 | #DIV/0! | #DIV/0! | #DIV/0! | #DIV/0! | #DIV/0! | #DIV/0! | #DIV/0! | #DIV/0! | #DIV/0! | #DIV/0! | #DIV/0! | #DIV/0! | #DIV/0! | #DIV/0! | #DIV/0! | #DIV/0! | 0 | 0 | #DIV/0! | #DIV/0! | #DIV/0! | #DIV/0! | #DIV/0! | #DIV/0! | #DIV/0! | #DIV/0! | #DIV/0! | #DIV/0! | #DIV/0! | #DIV/0! | #DIV/0! | #DIV/0! | #DIV/0! | #DIV/0! | #DIV/0! | #DIV/0! | #DIV/0! | #DIV/0! | #DIV/0! | #DIV/0! | #DIV/0! | #DIV/0! | #DIV/0! | #DIV/0! | 4 | 2 | 1 | 0 | 0 | 0 | 0 | 0 | #N/A | #N/A | #N/A | #N/A | #N/A | #N/A | #N/A | #N/A | #N/A | #N/A | #N/A | #N/A | #N/A | #N/A | #N/A | #N/A | #DIV/0! | #DIV/0! | #DIV/0! | #DIV/0! | #DIV/0! | #DIV/0! | #DIV/0! | #DIV/0! | #DIV/0! | #DIV/0! | #DIV/0! | #DIV/0! | #DIV/0! | #DIV/0! | #DIV/0! | #DIV/0! | #DIV/0! | #DIV/0! | #DIV/0! | #DIV/0! | #DIV/0! | #DIV/0! | #DIV/0! | #DIV/0! | #DIV/0! | #DIV/0! | #DIV/0! | #DIV/0! | #DIV/0! | #DIV/0! | #DIV/0! | #DIV/0! | #DIV/0! | #DIV/0! | #DIV/0! | #DIV/0!
0 | 0 | 0 | 0 | #DIV/0! | #DIV/0! | #DIV/0! | #DIV/0! | #DIV/0! | #DIV/0! | #DIV/0! | #DIV/0! | #DIV/0! | #DIV/0! | #DIV/0! | #DIV/0! | #DIV/0! | #DIV/0! | #DIV/0! | #DIV/0! | 0 | 0 | #DIV/0! | #DIV/0! | #DIV/0! | #DIV/0! | #DIV/0! | #DIV/0! | #DIV/0! | #DIV/0! | #DIV/0! | #DIV/0! | #DIV/0! | #DIV/0! | #DIV/0! | #DIV/0! | #DIV/0! | #DIV/0! | #DIV/0! | #DIV/0! | #DIV/0! | #DIV/0! | #DIV/0! | #DIV/0! | #DIV/0! | #DIV/0! | #DIV/0! | #DIV/0! | 4 | 2 | 1 | 0 | 0 | 0 | 0 | 0 | #N/A | #N/A | #N/A | #N/A | #N/A | #N/A | #N/A | #N/A | #N/A | #N/A | #N/A | #N/A | #N/A | #N/A | #N/A | #N/A | #DIV/0! | #DIV/0! | #DIV/0! | #DIV/0! | #DIV/0! | #DIV/0! | #DIV/0! | #DIV/0! | #DIV/0! | #DIV/0! | #DIV/0! | #DIV/0! | #DIV/0! | #DIV/0! | #DIV/0! | #DIV/0! | #DIV/0! | #DIV/0! | #DIV/0! | #DIV/0! | #DIV/0! | #DIV/0! | #DIV/0! | #DIV/0! | #DIV/0! | #DIV/0! | #DIV/0! | #DIV/0! | #DIV/0! | #DIV/0! | #DIV/0! | #DIV/0! | #DIV/0! | #DIV/0! | #DIV/0! | #DIV/0!
0 | 0 | 0 | 0 | #DIV/0! | #DIV/0! | #DIV/0! | #DIV/0! | #DIV/0! | #DIV/0! | #DIV/0! | #DIV/0! | #DIV/0! | #DIV/0! | #DIV/0! | #DIV/0! | #DIV/0! | #DIV/0! | #DIV/0! | #DIV/0! | 0 | 0 | #DIV/0! | #DIV/0! | #DIV/0! | #DIV/0! | #DIV/0! | #DIV/0! | #DIV/0! | #DIV/0! | #DIV/0! | #DIV/0! | #DIV/0! | #DIV/0! | #DIV/0! | #DIV/0! | #DIV/0! | #DIV/0! | #DIV/0! | #DIV/0! | #DIV/0! | #DIV/0! | #DIV/0! | #DIV/0! | #DIV/0! | #DIV/0! | #DIV/0! | #DIV/0! | 4 | 2 | 1 | 0 | 0 | 0 | 0 | 0 | #N/A | #N/A | #N/A | #N/A | #N/A | #N/A | #N/A | #N/A | #N/A | #N/A | #N/A | #N/A | #N/A | #N/A | #N/A | #N/A | #DIV/0! | #DIV/0! | #DIV/0! | #DIV/0! | #DIV/0! | #DIV/0! | #DIV/0! | #DIV/0! | #DIV/0! | #DIV/0! | #DIV/0! | #DIV/0! | #DIV/0! | #DIV/0! | #DIV/0! | #DIV/0! | #DIV/0! | #DIV/0! | #DIV/0! | #DIV/0! | #DIV/0! | #DIV/0! | #DIV/0! | #DIV/0! | #DIV/0! | #DIV/0! | #DIV/0! | #DIV/0! | #DIV/0! | #DIV/0! | #DIV/0! | #DIV/0! | #DIV/0! | #DIV/0! | #DIV/0! | #DIV/0!
0 | 0 | 0 | 0 | #DIV/0! | #DIV/0! | #DIV/0! | #DIV/0! | #DIV/0! | #DIV/0! | #DIV/0! | #DIV/0! | #DIV/0! | #DIV/0! | #DIV/0! | #DIV/0! | #DIV/0! | #DIV/0! | #DIV/0! | #DIV/0! | 0 | 0 | #DIV/0! | #DIV/0! | #DIV/0! | #DIV/0! | #DIV/0! | #DIV/0! | #DIV/0! | #DIV/0! | #DIV/0! | #DIV/0! | #DIV/0! | #DIV/0! | #DIV/0! | #DIV/0! | #DIV/0! | #DIV/0! | #DIV/0! | #DIV/0! | #DIV/0! | #DIV/0! | #DIV/0! | #DIV/0! | #DIV/0! | #DIV/0! | #DIV/0! | #DIV/0! | 4 | 2 | 1 | 0 | 0 | 0 | 0 | 0 | #N/A | #N/A | #N/A | #N/A | #N/A | #N/A | #N/A | #N/A | #N/A | #N/A | #N/A | #N/A | #N/A | #N/A | #N/A | #N/A | #DIV/0! | #DIV/0! | #DIV/0! | #DIV/0! | #DIV/0! | #DIV/0! | #DIV/0! | #DIV/0! | #DIV/0! | #DIV/0! | #DIV/0! | #DIV/0! | #DIV/0! | #DIV/0! | #DIV/0! | #DIV/0! | #DIV/0! | #DIV/0! | #DIV/0! | #DIV/0! | #DIV/0! | #DIV/0! | #DIV/0! | #DIV/0! | #DIV/0! | #DIV/0! | #DIV/0! | #DIV/0! | #DIV/0! | #DIV/0! | #DIV/0! | #DIV/0! | #DIV/0! | #DIV/0! | #DIV/0! | #DIV/0!
0 | 0 | 0 | 0 | #DIV/0! | #DIV/0! | #DIV/0! | #DIV/0! | #DIV/0! | #DIV/0! | #DIV/0! | #DIV/0! | #DIV/0! | #DIV/0! | #DIV/0! | #DIV/0! | #DIV/0! | #DIV/0! | #DIV/0! | #DIV/0! | 0 | 0 | #DIV/0! | #DIV/0! | #DIV/0! | #DIV/0! | #DIV/0! | #DIV/0! | #DIV/0! | #DIV/0! | #DIV/0! | #DIV/0! | #DIV/0! | #DIV/0! | #DIV/0! | #DIV/0! | #DIV/0! | #DIV/0! | #DIV/0! | #DIV/0! | #DIV/0! | #DIV/0! | #DIV/0! | #DIV/0! | #DIV/0! | #DIV/0! | #DIV/0! | #DIV/0! | 4 | 2 | 1 | 0 | 0 | 0 | 0 | 0 | #N/A | #N/A | #N/A | #N/A | #N/A | #N/A | #N/A | #N/A | #N/A | #N/A | #N/A | #N/A | #N/A | #N/A | #N/A | #N/A | #DIV/0! | #DIV/0! | #DIV/0! | #DIV/0! | #DIV/0! | #DIV/0! | #DIV/0! | #DIV/0! | #DIV/0! | #DIV/0! | #DIV/0! | #DIV/0! | #DIV/0! | #DIV/0! | #DIV/0! | #DIV/0! | #DIV/0! | #DIV/0! | #DIV/0! | #DIV/0! | #DIV/0! | #DIV/0! | #DIV/0! | #DIV/0! | #DIV/0! | #DIV/0! | #DIV/0! | #DIV/0! | #DIV/0! | #DIV/0! | #DIV/0! | #DIV/0! | #DIV/0! | #DIV/0! | #DIV/0! | #DIV/0!
0 | 0 | 0 | 0 | #DIV/0! | #DIV/0! | #DIV/0! | #DIV/0! | #DIV/0! | #DIV/0! | #DIV/0! | #DIV/0! | #DIV/0! | #DIV/0! | #DIV/0! | #DIV/0! | #DIV/0! | #DIV/0! | #DIV/0! | #DIV/0! | 0 | 0 | #DIV/0! | #DIV/0! | #DIV/0! | #DIV/0! | #DIV/0! | #DIV/0! | #DIV/0! | #DIV/0! | #DIV/0! | #DIV/0! | #DIV/0! | #DIV/0! | #DIV/0! | #DIV/0! | #DIV/0! | #DIV/0! | #DIV/0! | #DIV/0! | #DIV/0! | #DIV/0! | #DIV/0! | #DIV/0! | #DIV/0! | #DIV/0! | #DIV/0! | #DIV/0! | 4 | 2 | 1 | 0 | 0 | 0 | 0 | 0 | #N/A | #N/A | #N/A | #N/A | #N/A | #N/A | #N/A | #N/A | #N/A | #N/A | #N/A | #N/A | #N/A | #N/A | #N/A | #N/A | #DIV/0! | #DIV/0! | #DIV/0! | #DIV/0! | #DIV/0! | #DIV/0! | #DIV/0! | #DIV/0! | #DIV/0! | #DIV/0! | #DIV/0! | #DIV/0! | #DIV/0! | #DIV/0! | #DIV/0! | #DIV/0! | #DIV/0! | #DIV/0! | #DIV/0! | #DIV/0! | #DIV/0! | #DIV/0! | #DIV/0! | #DIV/0! | #DIV/0! | #DIV/0! | #DIV/0! | #DIV/0! | #DIV/0! | #DIV/0! | #DIV/0! | #DIV/0! | #DIV/0! | #DIV/0! | #DIV/0! | #DIV/0!
0 | 0 | 0 | 0 | #DIV/0! | #DIV/0! | #DIV/0! | #DIV/0! | #DIV/0! | #DIV/0! | #DIV/0! | #DIV/0! | #DIV/0! | #DIV/0! | #DIV/0! | #DIV/0! | #DIV/0! | #DIV/0! | #DIV/0! | #DIV/0! | 0 | 0 | #DIV/0! | #DIV/0! | #DIV/0! | #DIV/0! | #DIV/0! | #DIV/0! | #DIV/0! | #DIV/0! | #DIV/0! | #DIV/0! | #DIV/0! | #DIV/0! | #DIV/0! | #DIV/0! | #DIV/0! | #DIV/0! | #DIV/0! | #DIV/0! | #DIV/0! | #DIV/0! | #DIV/0! | #DIV/0! | #DIV/0! | #DIV/0! | #DIV/0! | #DIV/0! | 4 | 2 | 1 | 0 | 0 | 0 | 0 | 0 | #N/A | #N/A | #N/A | #N/A | #N/A | #N/A | #N/A | #N/A | #N/A | #N/A | #N/A | #N/A | #N/A | #N/A | #N/A | #N/A | #DIV/0! | #DIV/0! | #DIV/0! | #DIV/0! | #DIV/0! | #DIV/0! | #DIV/0! | #DIV/0! | #DIV/0! | #DIV/0! | #DIV/0! | #DIV/0! | #DIV/0! | #DIV/0! | #DIV/0! | #DIV/0! | #DIV/0! | #DIV/0! | #DIV/0! | #DIV/0! | #DIV/0! | #DIV/0! | #DIV/0! | #DIV/0! | #DIV/0! | #DIV/0! | #DIV/0! | #DIV/0! | #DIV/0! | #DIV/0! | #DIV/0! | #DIV/0! | #DIV/0! | #DIV/0! | #DIV/0! | #DIV/0!
0 | 0 | 0 | 0 | #DIV/0! | #DIV/0! | #DIV/0! | #DIV/0! | #DIV/0! | #DIV/0! | #DIV/0! | #DIV/0! | #DIV/0! | #DIV/0! | #DIV/0! | #DIV/0! | #DIV/0! | #DIV/0! | #DIV/0! | #DIV/0! | 0 | 0 | #DIV/0! | #DIV/0! | #DIV/0! | #DIV/0! | #DIV/0! | #DIV/0! | #DIV/0! | #DIV/0! | #DIV/0! | #DIV/0! | #DIV/0! | #DIV/0! | #DIV/0! | #DIV/0! | #DIV/0! | #DIV/0! | #DIV/0! | #DIV/0! | #DIV/0! | #DIV/0! | #DIV/0! | #DIV/0! | #DIV/0! | #DIV/0! | #DIV/0! | #DIV/0! | 4 | 2 | 1 | 0 | 0 | 0 | 0 | 0 | #N/A | #N/A | #N/A | #N/A | #N/A | #N/A | #N/A | #N/A | #N/A | #N/A | #N/A | #N/A | #N/A | #N/A | #N/A | #N/A | #DIV/0! | #DIV/0! | #DIV/0! | #DIV/0! | #DIV/0! | #DIV/0! | #DIV/0! | #DIV/0! | #DIV/0! | #DIV/0! | #DIV/0! | #DIV/0! | #DIV/0! | #DIV/0! | #DIV/0! | #DIV/0! | #DIV/0! | #DIV/0! | #DIV/0! | #DIV/0! | #DIV/0! | #DIV/0! | #DIV/0! | #DIV/0! | #DIV/0! | #DIV/0! | #DIV/0! | #DIV/0! | #DIV/0! | #DIV/0! | #DIV/0! | #DIV/0! | #DIV/0! | #DIV/0! | #DIV/0! | #DIV/0!
0 | 0 | 0 | 0 | #DIV/0! | #DIV/0! | #DIV/0! | #DIV/0! | #DIV/0! | #DIV/0! | #DIV/0! | #DIV/0! | #DIV/0! | #DIV/0! | #DIV/0! | #DIV/0! | #DIV/0! | #DIV/0! | #DIV/0! | #DIV/0! | 0 | 0 | #DIV/0! | #DIV/0! | #DIV/0! | #DIV/0! | #DIV/0! | #DIV/0! | #DIV/0! | #DIV/0! | #DIV/0! | #DIV/0! | #DIV/0! | #DIV/0! | #DIV/0! | #DIV/0! | #DIV/0! | #DIV/0! | #DIV/0! | #DIV/0! | #DIV/0! | #DIV/0! | #DIV/0! | #DIV/0! | #DIV/0! | #DIV/0! | #DIV/0! | #DIV/0! | 4 | 2 | 1 | 0 | 0 | 0 | 0 | 0 | #N/A | #N/A | #N/A | #N/A | #N/A | #N/A | #N/A | #N/A | #N/A | #N/A | #N/A | #N/A | #N/A | #N/A | #N/A | #N/A | #DIV/0! | #DIV/0! | #DIV/0! | #DIV/0! | #DIV/0! | #DIV/0! | #DIV/0! | #DIV/0! | #DIV/0! | #DIV/0! | #DIV/0! | #DIV/0! | #DIV/0! | #DIV/0! | #DIV/0! | #DIV/0! | #DIV/0! | #DIV/0! | #DIV/0! | #DIV/0! | #DIV/0! | #DIV/0! | #DIV/0! | #DIV/0! | #DIV/0! | #DIV/0! | #DIV/0! | #DIV/0! | #DIV/0! | #DIV/0! | #DIV/0! | #DIV/0! | #DIV/0! | #DIV/0! | #DIV/0! | #DIV/0!
0 | 0 | 0 | 0 | #DIV/0! | #DIV/0! | #DIV/0! | #DIV/0! | #DIV/0! | #DIV/0! | #DIV/0! | #DIV/0! | #DIV/0! | #DIV/0! | #DIV/0! | #DIV/0! | #DIV/0! | #DIV/0! | #DIV/0! | #DIV/0! | 0 | 0 | #DIV/0! | #DIV/0! | #DIV/0! | #DIV/0! | #DIV/0! | #DIV/0! | #DIV/0! | #DIV/0! | #DIV/0! | #DIV/0! | #DIV/0! | #DIV/0! | #DIV/0! | #DIV/0! | #DIV/0! | #DIV/0! | #DIV/0! | #DIV/0! | #DIV/0! | #DIV/0! | #DIV/0! | #DIV/0! | #DIV/0! | #DIV/0! | #DIV/0! | #DIV/0! | 4 | 2 | 1 | 0 | 0 | 0 | 0 | 0 | #N/A | #N/A | #N/A | #N/A | #N/A | #N/A | #N/A | #N/A | #N/A | #N/A | #N/A | #N/A | #N/A | #N/A | #N/A | #N/A | #DIV/0! | #DIV/0! | #DIV/0! | #DIV/0! | #DIV/0! | #DIV/0! | #DIV/0! | #DIV/0! | #DIV/0! | #DIV/0! | #DIV/0! | #DIV/0! | #DIV/0! | #DIV/0! | #DIV/0! | #DIV/0! | #DIV/0! | #DIV/0! | #DIV/0! | #DIV/0! | #DIV/0! | #DIV/0! | #DIV/0! | #DIV/0! | #DIV/0! | #DIV/0! | #DIV/0! | #DIV/0! | #DIV/0! | #DIV/0! | #DIV/0! | #DIV/0! | #DIV/0! | #DIV/0! | #DIV/0! | #DIV/0!
0 | 0 | 0 | 0 | #DIV/0! | #DIV/0! | #DIV/0! | #DIV/0! | #DIV/0! | #DIV/0! | #DIV/0! | #DIV/0! | #DIV/0! | #DIV/0! | #DIV/0! | #DIV/0! | #DIV/0! | #DIV/0! | #DIV/0! | #DIV/0! | 0 | 0 | #DIV/0! | #DIV/0! | #DIV/0! | #DIV/0! | #DIV/0! | #DIV/0! | #DIV/0! | #DIV/0! | #DIV/0! | #DIV/0! | #DIV/0! | #DIV/0! | #DIV/0! | #DIV/0! | #DIV/0! | #DIV/0! | #DIV/0! | #DIV/0! | #DIV/0! | #DIV/0! | #DIV/0! | #DIV/0! | #DIV/0! | #DIV/0! | #DIV/0! | #DIV/0! | 4 | 2 | 1 | 0 | 0 | 0 | 0 | 0 | #N/A | #N/A | #N/A | #N/A | #N/A | #N/A | #N/A | #N/A | #N/A | #N/A | #N/A | #N/A | #N/A | #N/A | #N/A | #N/A | #DIV/0! | #DIV/0! | #DIV/0! | #DIV/0! | #DIV/0! | #DIV/0! | #DIV/0! | #DIV/0! | #DIV/0! | #DIV/0! | #DIV/0! | #DIV/0! | #DIV/0! | #DIV/0! | #DIV/0! | #DIV/0! | #DIV/0! | #DIV/0! | #DIV/0! | #DIV/0! | #DIV/0! | #DIV/0! | #DIV/0! | #DIV/0! | #DIV/0! | #DIV/0! | #DIV/0! | #DIV/0! | #DIV/0! | #DIV/0! | #DIV/0! | #DIV/0! | #DIV/0! | #DIV/0! | #DIV/0! | #DIV/0!
0 | 0 | 0 | 0 | #DIV/0! | #DIV/0! | #DIV/0! | #DIV/0! | #DIV/0! | #DIV/0! | #DIV/0! | #DIV/0! | #DIV/0! | #DIV/0! | #DIV/0! | #DIV/0! | #DIV/0! | #DIV/0! | #DIV/0! | #DIV/0! | 0 | 0 | #DIV/0! | #DIV/0! | #DIV/0! | #DIV/0! | #DIV/0! | #DIV/0! | #DIV/0! | #DIV/0! | #DIV/0! | #DIV/0! | #DIV/0! | #DIV/0! | #DIV/0! | #DIV/0! | #DIV/0! | #DIV/0! | #DIV/0! | #DIV/0! | #DIV/0! | #DIV/0! | #DIV/0! | #DIV/0! | #DIV/0! | #DIV/0! | #DIV/0! | #DIV/0! | 4 | 2 | 1 | 0 | 0 | 0 | 0 | 0 | #N/A | #N/A | #N/A | #N/A | #N/A | #N/A | #N/A | #N/A | #N/A | #N/A | #N/A | #N/A | #N/A | #N/A | #N/A | #N/A | #DIV/0! | #DIV/0! | #DIV/0! | #DIV/0! | #DIV/0! | #DIV/0! | #DIV/0! | #DIV/0! | #DIV/0! | #DIV/0! | #DIV/0! | #DIV/0! | #DIV/0! | #DIV/0! | #DIV/0! | #DIV/0! | #DIV/0! | #DIV/0! | #DIV/0! | #DIV/0! | #DIV/0! | #DIV/0! | #DIV/0! | #DIV/0! | #DIV/0! | #DIV/0! | #DIV/0! | #DIV/0! | #DIV/0! | #DIV/0! | #DIV/0! | #DIV/0! | #DIV/0! | #DIV/0! | #DIV/0! | #DIV/0!
0 | 0 | 0 | 0 | #DIV/0! | #DIV/0! | #DIV/0! | #DIV/0! | #DIV/0! | #DIV/0! | #DIV/0! | #DIV/0! | #DIV/0! | #DIV/0! | #DIV/0! | #DIV/0! | #DIV/0! | #DIV/0! | #DIV/0! | #DIV/0! | 0 | 0 | #DIV/0! | #DIV/0! | #DIV/0! | #DIV/0! | #DIV/0! | #DIV/0! | #DIV/0! | #DIV/0! | #DIV/0! | #DIV/0! | #DIV/0! | #DIV/0! | #DIV/0! | #DIV/0! | #DIV/0! | #DIV/0! | #DIV/0! | #DIV/0! | #DIV/0! | #DIV/0! | #DIV/0! | #DIV/0! | #DIV/0! | #DIV/0! | #DIV/0! | #DIV/0! | 4 | 2 | 1 | 0 | 0 | 0 | 0 | 0 | #N/A | #N/A | #N/A | #N/A | #N/A | #N/A | #N/A | #N/A | #N/A | #N/A | #N/A | #N/A | #N/A | #N/A | #N/A | #N/A | #DIV/0! | #DIV/0! | #DIV/0! | #DIV/0! | #DIV/0! | #DIV/0! | #DIV/0! | #DIV/0! | #DIV/0! | #DIV/0! | #DIV/0! | #DIV/0! | #DIV/0! | #DIV/0! | #DIV/0! | #DIV/0! | #DIV/0! | #DIV/0! | #DIV/0! | #DIV/0! | #DIV/0! | #DIV/0! | #DIV/0! | #DIV/0! | #DIV/0! | #DIV/0! | #DIV/0! | #DIV/0! | #DIV/0! | #DIV/0! | #DIV/0! | #DIV/0! | #DIV/0! | #DIV/0! | #DIV/0! | #DIV/0!
0 | 0 | 0 | 0 | #DIV/0! | #DIV/0! | #DIV/0! | #DIV/0! | #DIV/0! | #DIV/0! | #DIV/0! | #DIV/0! | #DIV/0! | #DIV/0! | #DIV/0! | #DIV/0! | #DIV/0! | #DIV/0! | #DIV/0! | #DIV/0! | 0 | 0 | #DIV/0! | #DIV/0! | #DIV/0! | #DIV/0! | #DIV/0! | #DIV/0! | #DIV/0! | #DIV/0! | #DIV/0! | #DIV/0! | #DIV/0! | #DIV/0! | #DIV/0! | #DIV/0! | #DIV/0! | #DIV/0! | #DIV/0! | #DIV/0! | #DIV/0! | #DIV/0! | #DIV/0! | #DIV/0! | #DIV/0! | #DIV/0! | #DIV/0! | #DIV/0! | 4 | 2 | 1 | 0 | 0 | 0 | 0 | 0 | #N/A | #N/A | #N/A | #N/A | #N/A | #N/A | #N/A | #N/A | #N/A | #N/A | #N/A | #N/A | #N/A | #N/A | #N/A | #N/A | #DIV/0! | #DIV/0! | #DIV/0! | #DIV/0! | #DIV/0! | #DIV/0! | #DIV/0! | #DIV/0! | #DIV/0! | #DIV/0! | #DIV/0! | #DIV/0! | #DIV/0! | #DIV/0! | #DIV/0! | #DIV/0! | #DIV/0! | #DIV/0! | #DIV/0! | #DIV/0! | #DIV/0! | #DIV/0! | #DIV/0! | #DIV/0! | #DIV/0! | #DIV/0! | #DIV/0! | #DIV/0! | #DIV/0! | #DIV/0! | #DIV/0! | #DIV/0! | #DIV/0! | #DIV/0! | #DIV/0! | #DIV/0!
0 | 0 | 0 | 0 | #DIV/0! | #DIV/0! | #DIV/0! | #DIV/0! | #DIV/0! | #DIV/0! | #DIV/0! | #DIV/0! | #DIV/0! | #DIV/0! | #DIV/0! | #DIV/0! | #DIV/0! | #DIV/0! | #DIV/0! | #DIV/0! | 0 | 0 | #DIV/0! | #DIV/0! | #DIV/0! | #DIV/0! | #DIV/0! | #DIV/0! | #DIV/0! | #DIV/0! | #DIV/0! | #DIV/0! | #DIV/0! | #DIV/0! | #DIV/0! | #DIV/0! | #DIV/0! | #DIV/0! | #DIV/0! | #DIV/0! | #DIV/0! | #DIV/0! | #DIV/0! | #DIV/0! | #DIV/0! | #DIV/0! | #DIV/0! | #DIV/0! | 4 | 2 | 1 | 0 | 0 | 0 | 0 | 0 | #N/A | #N/A | #N/A | #N/A | #N/A | #N/A | #N/A | #N/A | #N/A | #N/A | #N/A | #N/A | #N/A | #N/A | #N/A | #N/A | #DIV/0! | #DIV/0! | #DIV/0! | #DIV/0! | #DIV/0! | #DIV/0! | #DIV/0! | #DIV/0! | #DIV/0! | #DIV/0! | #DIV/0! | #DIV/0! | #DIV/0! | #DIV/0! | #DIV/0! | #DIV/0! | #DIV/0! | #DIV/0! | #DIV/0! | #DIV/0! | #DIV/0! | #DIV/0! | #DIV/0! | #DIV/0! | #DIV/0! | #DIV/0! | #DIV/0! | #DIV/0! | #DIV/0! | #DIV/0! | #DIV/0! | #DIV/0! | #DIV/0! | #DIV/0! | #DIV/0! | #DIV/0!
0 | 0 | 0 | 0 | #DIV/0! | #DIV/0! | #DIV/0! | #DIV/0! | #DIV/0! | #DIV/0! | #DIV/0! | #DIV/0! | #DIV/0! | #DIV/0! | #DIV/0! | #DIV/0! | #DIV/0! | #DIV/0! | #DIV/0! | #DIV/0! | 0 | 0 | #DIV/0! | #DIV/0! | #DIV/0! | #DIV/0! | #DIV/0! | #DIV/0! | #DIV/0! | #DIV/0! | #DIV/0! | #DIV/0! | #DIV/0! | #DIV/0! | #DIV/0! | #DIV/0! | #DIV/0! | #DIV/0! | #DIV/0! | #DIV/0! | #DIV/0! | #DIV/0! | #DIV/0! | #DIV/0! | #DIV/0! | #DIV/0! | #DIV/0! | #DIV/0! | 4 | 2 | 1 | 0 | 0 | 0 | 0 | 0 | #N/A | #N/A | #N/A | #N/A | #N/A | #N/A | #N/A | #N/A | #N/A | #N/A | #N/A | #N/A | #N/A | #N/A | #N/A | #N/A | #DIV/0! | #DIV/0! | #DIV/0! | #DIV/0! | #DIV/0! | #DIV/0! | #DIV/0! | #DIV/0! | #DIV/0! | #DIV/0! | #DIV/0! | #DIV/0! | #DIV/0! | #DIV/0! | #DIV/0! | #DIV/0! | #DIV/0! | #DIV/0! | #DIV/0! | #DIV/0! | #DIV/0! | #DIV/0! | #DIV/0! | #DIV/0! | #DIV/0! | #DIV/0! | #DIV/0! | #DIV/0! | #DIV/0! | #DIV/0! | #DIV/0! | #DIV/0! | #DIV/0! | #DIV/0! | #DIV/0! | #DIV/0!
0 | 0 | 0 | 0 | #DIV/0! | #DIV/0! | #DIV/0! | #DIV/0! | #DIV/0! | #DIV/0! | #DIV/0! | #DIV/0! | #DIV/0! | #DIV/0! | #DIV/0! | #DIV/0! | #DIV/0! | #DIV/0! | #DIV/0! | #DIV/0! | 0 | 0 | #DIV/0! | #DIV/0! | #DIV/0! | #DIV/0! | #DIV/0! | #DIV/0! | #DIV/0! | #DIV/0! | #DIV/0! | #DIV/0! | #DIV/0! | #DIV/0! | #DIV/0! | #DIV/0! | #DIV/0! | #DIV/0! | #DIV/0! | #DIV/0! | #DIV/0! | #DIV/0! | #DIV/0! | #DIV/0! | #DIV/0! | #DIV/0! | #DIV/0! | #DIV/0! | 4 | 2 | 1 | 0 | 0 | 0 | 0 | 0 | #N/A | #N/A | #N/A | #N/A | #N/A | #N/A | #N/A | #N/A | #N/A | #N/A | #N/A | #N/A | #N/A | #N/A | #N/A | #N/A | #DIV/0! | #DIV/0! | #DIV/0! | #DIV/0! | #DIV/0! | #DIV/0! | #DIV/0! | #DIV/0! | #DIV/0! | #DIV/0! | #DIV/0! | #DIV/0! | #DIV/0! | #DIV/0! | #DIV/0! | #DIV/0! | #DIV/0! | #DIV/0! | #DIV/0! | #DIV/0! | #DIV/0! | #DIV/0! | #DIV/0! | #DIV/0! | #DIV/0! | #DIV/0! | #DIV/0! | #DIV/0! | #DIV/0! | #DIV/0! | #DIV/0! | #DIV/0! | #DIV/0! | #DIV/0! | #DIV/0! | #DIV/0!
0 | 0 | 0 | 0 | #DIV/0! | #DIV/0! | #DIV/0! | #DIV/0! | #DIV/0! | #DIV/0! | #DIV/0! | #DIV/0! | #DIV/0! | #DIV/0! | #DIV/0! | #DIV/0! | #DIV/0! | #DIV/0! | #DIV/0! | #DIV/0! | 0 | 0 | #DIV/0! | #DIV/0! | #DIV/0! | #DIV/0! | #DIV/0! | #DIV/0! | #DIV/0! | #DIV/0! | #DIV/0! | #DIV/0! | #DIV/0! | #DIV/0! | #DIV/0! | #DIV/0! | #DIV/0! | #DIV/0! | #DIV/0! | #DIV/0! | #DIV/0! | #DIV/0! | #DIV/0! | #DIV/0! | #DIV/0! | #DIV/0! | #DIV/0! | #DIV/0! | 4 | 2 | 1 | 0 | 0 | 0 | 0 | 0 | #N/A | #N/A | #N/A | #N/A | #N/A | #N/A | #N/A | #N/A | #N/A | #N/A | #N/A | #N/A | #N/A | #N/A | #N/A | #N/A | #DIV/0! | #DIV/0! | #DIV/0! | #DIV/0! | #DIV/0! | #DIV/0! | #DIV/0! | #DIV/0! | #DIV/0! | #DIV/0! | #DIV/0! | #DIV/0! | #DIV/0! | #DIV/0! | #DIV/0! | #DIV/0! | #DIV/0! | #DIV/0! | #DIV/0! | #DIV/0! | #DIV/0! | #DIV/0! | #DIV/0! | #DIV/0! | #DIV/0! | #DIV/0! | #DIV/0! | #DIV/0! | #DIV/0! | #DIV/0! | #DIV/0! | #DIV/0! | #DIV/0! | #DIV/0! | #DIV/0! | #DIV/0!
0 | 0 | 0 | 0 | #DIV/0! | #DIV/0! | #DIV/0! | #DIV/0! | #DIV/0! | #DIV/0! | #DIV/0! | #DIV/0! | #DIV/0! | #DIV/0! | #DIV/0! | #DIV/0! | #DIV/0! | #DIV/0! | #DIV/0! | #DIV/0! | 0 | 0 | #DIV/0! | #DIV/0! | #DIV/0! | #DIV/0! | #DIV/0! | #DIV/0! | #DIV/0! | #DIV/0! | #DIV/0! | #DIV/0! | #DIV/0! | #DIV/0! | #DIV/0! | #DIV/0! | #DIV/0! | #DIV/0! | #DIV/0! | #DIV/0! | #DIV/0! | #DIV/0! | #DIV/0! | #DIV/0! | #DIV/0! | #DIV/0! | #DIV/0! | #DIV/0! | 4 | 2 | 1 | 0 | 0 | 0 | 0 | 0 | #N/A | #N/A | #N/A | #N/A | #N/A | #N/A | #N/A | #N/A | #N/A | #N/A | #N/A | #N/A | #N/A | #N/A | #N/A | #N/A | #DIV/0! | #DIV/0! | #DIV/0! | #DIV/0! | #DIV/0! | #DIV/0! | #DIV/0! | #DIV/0! | #DIV/0! | #DIV/0! | #DIV/0! | #DIV/0! | #DIV/0! | #DIV/0! | #DIV/0! | #DIV/0! | #DIV/0! | #DIV/0! | #DIV/0! | #DIV/0! | #DIV/0! | #DIV/0! | #DIV/0! | #DIV/0! | #DIV/0! | #DIV/0! | #DIV/0! | #DIV/0! | #DIV/0! | #DIV/0! | #DIV/0! | #DIV/0! | #DIV/0! | #DIV/0! | #DIV/0! | #DIV/0!
0 | 0 | 0 | 0 | #DIV/0! | #DIV/0! | #DIV/0! | #DIV/0! | #DIV/0! | #DIV/0! | #DIV/0! | #DIV/0! | #DIV/0! | #DIV/0! | #DIV/0! | #DIV/0! | #DIV/0! | #DIV/0! | #DIV/0! | #DIV/0! | 0 | 0 | #DIV/0! | #DIV/0! | #DIV/0! | #DIV/0! | #DIV/0! | #DIV/0! | #DIV/0! | #DIV/0! | #DIV/0! | #DIV/0! | #DIV/0! | #DIV/0! | #DIV/0! | #DIV/0! | #DIV/0! | #DIV/0! | #DIV/0! | #DIV/0! | #DIV/0! | #DIV/0! | #DIV/0! | #DIV/0! | #DIV/0! | #DIV/0! | #DIV/0! | #DIV/0! | 4 | 2 | 1 | 0 | 0 | 0 | 0 | 0 | #N/A | #N/A | #N/A | #N/A | #N/A | #N/A | #N/A | #N/A | #N/A | #N/A | #N/A | #N/A | #N/A | #N/A | #N/A | #N/A | #DIV/0! | #DIV/0! | #DIV/0! | #DIV/0! | #DIV/0! | #DIV/0! | #DIV/0! | #DIV/0! | #DIV/0! | #DIV/0! | #DIV/0! | #DIV/0! | #DIV/0! | #DIV/0! | #DIV/0! | #DIV/0! | #DIV/0! | #DIV/0! | #DIV/0! | #DIV/0! | #DIV/0! | #DIV/0! | #DIV/0! | #DIV/0! | #DIV/0! | #DIV/0! | #DIV/0! | #DIV/0! | #DIV/0! | #DIV/0! | #DIV/0! | #DIV/0! | #DIV/0! | #DIV/0! | #DIV/0! | #DIV/0!
0 | 0 | 0 | 0 | #DIV/0! | #DIV/0! | #DIV/0! | #DIV/0! | #DIV/0! | #DIV/0! | #DIV/0! | #DIV/0! | #DIV/0! | #DIV/0! | #DIV/0! | #DIV/0! | #DIV/0! | #DIV/0! | #DIV/0! | #DIV/0! | 0 | 0 | #DIV/0! | #DIV/0! | #DIV/0! | #DIV/0! | #DIV/0! | #DIV/0! | #DIV/0! | #DIV/0! | #DIV/0! | #DIV/0! | #DIV/0! | #DIV/0! | #DIV/0! | #DIV/0! | #DIV/0! | #DIV/0! | #DIV/0! | #DIV/0! | #DIV/0! | #DIV/0! | #DIV/0! | #DIV/0! | #DIV/0! | #DIV/0! | #DIV/0! | #DIV/0! | 4 | 2 | 1 | 0 | 0 | 0 | 0 | 0 | #N/A | #N/A | #N/A | #N/A | #N/A | #N/A | #N/A | #N/A | #N/A | #N/A | #N/A | #N/A | #N/A | #N/A | #N/A | #N/A | #DIV/0! | #DIV/0! | #DIV/0! | #DIV/0! | #DIV/0! | #DIV/0! | #DIV/0! | #DIV/0! | #DIV/0! | #DIV/0! | #DIV/0! | #DIV/0! | #DIV/0! | #DIV/0! | #DIV/0! | #DIV/0! | #DIV/0! | #DIV/0! | #DIV/0! | #DIV/0! | #DIV/0! | #DIV/0! | #DIV/0! | #DIV/0! | #DIV/0! | #DIV/0! | #DIV/0! | #DIV/0! | #DIV/0! | #DIV/0! | #DIV/0! | #DIV/0! | #DIV/0! | #DIV/0! | #DIV/0! | #DIV/0!
0 | 0 | 0 | 0 | #DIV/0! | #DIV/0! | #DIV/0! | #DIV/0! | #DIV/0! | #DIV/0! | #DIV/0! | #DIV/0! | #DIV/0! | #DIV/0! | #DIV/0! | #DIV/0! | #DIV/0! | #DIV/0! | #DIV/0! | #DIV/0! | 0 | 0 | #DIV/0! | #DIV/0! | #DIV/0! | #DIV/0! | #DIV/0! | #DIV/0! | #DIV/0! | #DIV/0! | #DIV/0! | #DIV/0! | #DIV/0! | #DIV/0! | #DIV/0! | #DIV/0! | #DIV/0! | #DIV/0! | #DIV/0! | #DIV/0! | #DIV/0! | #DIV/0! | #DIV/0! | #DIV/0! | #DIV/0! | #DIV/0! | #DIV/0! | #DIV/0! | 4 | 2 | 1 | 0 | 0 | 0 | 0 | 0 | #N/A | #N/A | #N/A | #N/A | #N/A | #N/A | #N/A | #N/A | #N/A | #N/A | #N/A | #N/A | #N/A | #N/A | #N/A | #N/A | #DIV/0! | #DIV/0! | #DIV/0! | #DIV/0! | #DIV/0! | #DIV/0! | #DIV/0! | #DIV/0! | #DIV/0! | #DIV/0! | #DIV/0! | #DIV/0! | #DIV/0! | #DIV/0! | #DIV/0! | #DIV/0! | #DIV/0! | #DIV/0! | #DIV/0! | #DIV/0! | #DIV/0! | #DIV/0! | #DIV/0! | #DIV/0! | #DIV/0! | #DIV/0! | #DIV/0! | #DIV/0! | #DIV/0! | #DIV/0! | #DIV/0! | #DIV/0! | #DIV/0! | #DIV/0! | #DIV/0! | #DIV/0!
0 | 0 | 0 | 0 | #DIV/0! | #DIV/0! | #DIV/0! | #DIV/0! | #DIV/0! | #DIV/0! | #DIV/0! | #DIV/0! | #DIV/0! | #DIV/0! | #DIV/0! | #DIV/0! | #DIV/0! | #DIV/0! | #DIV/0! | #DIV/0! | 0 | 0 | #DIV/0! | #DIV/0! | #DIV/0! | #DIV/0! | #DIV/0! | #DIV/0! | #DIV/0! | #DIV/0! | #DIV/0! | #DIV/0! | #DIV/0! | #DIV/0! | #DIV/0! | #DIV/0! | #DIV/0! | #DIV/0! | #DIV/0! | #DIV/0! | #DIV/0! | #DIV/0! | #DIV/0! | #DIV/0! | #DIV/0! | #DIV/0! | #DIV/0! | #DIV/0! | 4 | 2 | 1 | 0 | 0 | 0 | 0 | 0 | #N/A | #N/A | #N/A | #N/A | #N/A | #N/A | #N/A | #N/A | #N/A | #N/A | #N/A | #N/A | #N/A | #N/A | #N/A | #N/A | #DIV/0! | #DIV/0! | #DIV/0! | #DIV/0! | #DIV/0! | #DIV/0! | #DIV/0! | #DIV/0! | #DIV/0! | #DIV/0! | #DIV/0! | #DIV/0! | #DIV/0! | #DIV/0! | #DIV/0! | #DIV/0! | #DIV/0! | #DIV/0! | #DIV/0! | #DIV/0! | #DIV/0! | #DIV/0! | #DIV/0! | #DIV/0! | #DIV/0! | #DIV/0! | #DIV/0! | #DIV/0! | #DIV/0! | #DIV/0! | #DIV/0! | #DIV/0! | #DIV/0! | #DIV/0! | #DIV/0! | #DIV/0!
0 | 0 | 0 | 0 | #DIV/0! | #DIV/0! | #DIV/0! | #DIV/0! | #DIV/0! | #DIV/0! | #DIV/0! | #DIV/0! | #DIV/0! | #DIV/0! | #DIV/0! | #DIV/0! | #DIV/0! | #DIV/0! | #DIV/0! | #DIV/0! | 0 | 0 | #DIV/0! | #DIV/0! | #DIV/0! | #DIV/0! | #DIV/0! | #DIV/0! | #DIV/0! | #DIV/0! | #DIV/0! | #DIV/0! | #DIV/0! | #DIV/0! | #DIV/0! | #DIV/0! | #DIV/0! | #DIV/0! | #DIV/0! | #DIV/0! | #DIV/0! | #DIV/0! | #DIV/0! | #DIV/0! | #DIV/0! | #DIV/0! | #DIV/0! | #DIV/0! | 4 | 2 | 1 | 0 | 0 | 0 | 0 | 0 | #N/A | #N/A | #N/A | #N/A | #N/A | #N/A | #N/A | #N/A | #N/A | #N/A | #N/A | #N/A | #N/A | #N/A | #N/A | #N/A | #DIV/0! | #DIV/0! | #DIV/0! | #DIV/0! | #DIV/0! | #DIV/0! | #DIV/0! | #DIV/0! | #DIV/0! | #DIV/0! | #DIV/0! | #DIV/0! | #DIV/0! | #DIV/0! | #DIV/0! | #DIV/0! | #DIV/0! | #DIV/0! | #DIV/0! | #DIV/0! | #DIV/0! | #DIV/0! | #DIV/0! | #DIV/0! | #DIV/0! | #DIV/0! | #DIV/0! | #DIV/0! | #DIV/0! | #DIV/0! | #DIV/0! | #DIV/0! | #DIV/0! | #DIV/0! | #DIV/0! | #DIV/0!
0 | 0 | 0 | 0 | #DIV/0! | #DIV/0! | #DIV/0! | #DIV/0! | #DIV/0! | #DIV/0! | #DIV/0! | #DIV/0! | #DIV/0! | #DIV/0! | #DIV/0! | #DIV/0! | #DIV/0! | #DIV/0! | #DIV/0! | #DIV/0! | 0 | 0 | #DIV/0! | #DIV/0! | #DIV/0! | #DIV/0! | #DIV/0! | #DIV/0! | #DIV/0! | #DIV/0! | #DIV/0! | #DIV/0! | #DIV/0! | #DIV/0! | #DIV/0! | #DIV/0! | #DIV/0! | #DIV/0! | #DIV/0! | #DIV/0! | #DIV/0! | #DIV/0! | #DIV/0! | #DIV/0! | #DIV/0! | #DIV/0! | #DIV/0! | #DIV/0! | 4 | 2 | 1 | 0 | 0 | 0 | 0 | 0 | #N/A | #N/A | #N/A | #N/A | #N/A | #N/A | #N/A | #N/A | #N/A | #N/A | #N/A | #N/A | #N/A | #N/A | #N/A | #N/A | #DIV/0! | #DIV/0! | #DIV/0! | #DIV/0! | #DIV/0! | #DIV/0! | #DIV/0! | #DIV/0! | #DIV/0! | #DIV/0! | #DIV/0! | #DIV/0! | #DIV/0! | #DIV/0! | #DIV/0! | #DIV/0! | #DIV/0! | #DIV/0! | #DIV/0! | #DIV/0! | #DIV/0! | #DIV/0! | #DIV/0! | #DIV/0! | #DIV/0! | #DIV/0! | #DIV/0! | #DIV/0! | #DIV/0! | #DIV/0! | #DIV/0! | #DIV/0! | #DIV/0! | #DIV/0! | #DIV/0! | #DIV/0!
0 | 0 | 0 | 0 | #DIV/0! | #DIV/0! | #DIV/0! | #DIV/0! | #DIV/0! | #DIV/0! | #DIV/0! | #DIV/0! | #DIV/0! | #DIV/0! | #DIV/0! | #DIV/0! | #DIV/0! | #DIV/0! | #DIV/0! | #DIV/0! | 0 | 0 | #DIV/0! | #DIV/0! | #DIV/0! | #DIV/0! | #DIV/0! | #DIV/0! | #DIV/0! | #DIV/0! | #DIV/0! | #DIV/0! | #DIV/0! | #DIV/0! | #DIV/0! | #DIV/0! | #DIV/0! | #DIV/0! | #DIV/0! | #DIV/0! | #DIV/0! | #DIV/0! | #DIV/0! | #DIV/0! | #DIV/0! | #DIV/0! | #DIV/0! | #DIV/0! | 4 | 2 | 1 | 0 | 0 | 0 | 0 | 0 | #N/A | #N/A | #N/A | #N/A | #N/A | #N/A | #N/A | #N/A | #N/A | #N/A | #N/A | #N/A | #N/A | #N/A | #N/A | #N/A | #DIV/0! | #DIV/0! | #DIV/0! | #DIV/0! | #DIV/0! | #DIV/0! | #DIV/0! | #DIV/0! | #DIV/0! | #DIV/0! | #DIV/0! | #DIV/0! | #DIV/0! | #DIV/0! | #DIV/0! | #DIV/0! | #DIV/0! | #DIV/0! | #DIV/0! | #DIV/0! | #DIV/0! | #DIV/0! | #DIV/0! | #DIV/0! | #DIV/0! | #DIV/0! | #DIV/0! | #DIV/0! | #DIV/0! | #DIV/0! | #DIV/0! | #DIV/0! | #DIV/0! | #DIV/0! | #DIV/0! | #DIV/0!
0 | 0 | 0 | 0 | #DIV/0! | #DIV/0! | #DIV/0! | #DIV/0! | #DIV/0! | #DIV/0! | #DIV/0! | #DIV/0! | #DIV/0! | #DIV/0! | #DIV/0! | #DIV/0! | #DIV/0! | #DIV/0! | #DIV/0! | #DIV/0! | 0 | 0 | #DIV/0! | #DIV/0! | #DIV/0! | #DIV/0! | #DIV/0! | #DIV/0! | #DIV/0! | #DIV/0! | #DIV/0! | #DIV/0! | #DIV/0! | #DIV/0! | #DIV/0! | #DIV/0! | #DIV/0! | #DIV/0! | #DIV/0! | #DIV/0! | #DIV/0! | #DIV/0! | #DIV/0! | #DIV/0! | #DIV/0! | #DIV/0! | #DIV/0! | #DIV/0! | 4 | 2 | 1 | 0 | 0 | 0 | 0 | 0 | #N/A | #N/A | #N/A | #N/A | #N/A | #N/A | #N/A | #N/A | #N/A | #N/A | #N/A | #N/A | #N/A | #N/A | #N/A | #N/A | #DIV/0! | #DIV/0! | #DIV/0! | #DIV/0! | #DIV/0! | #DIV/0! | #DIV/0! | #DIV/0! | #DIV/0! | #DIV/0! | #DIV/0! | #DIV/0! | #DIV/0! | #DIV/0! | #DIV/0! | #DIV/0! | #DIV/0! | #DIV/0! | #DIV/0! | #DIV/0! | #DIV/0! | #DIV/0! | #DIV/0! | #DIV/0! | #DIV/0! | #DIV/0! | #DIV/0! | #DIV/0! | #DIV/0! | #DIV/0! | #DIV/0! | #DIV/0! | #DIV/0! | #DIV/0! | #DIV/0! | #DIV/0!
0 | 0 | 0 | 0 | #DIV/0! | #DIV/0! | #DIV/0! | #DIV/0! | #DIV/0! | #DIV/0! | #DIV/0! | #DIV/0! | #DIV/0! | #DIV/0! | #DIV/0! | #DIV/0! | #DIV/0! | #DIV/0! | #DIV/0! | #DIV/0! | 0 | 0 | #DIV/0! | #DIV/0! | #DIV/0! | #DIV/0! | #DIV/0! | #DIV/0! | #DIV/0! | #DIV/0! | #DIV/0! | #DIV/0! | #DIV/0! | #DIV/0! | #DIV/0! | #DIV/0! | #DIV/0! | #DIV/0! | #DIV/0! | #DIV/0! | #DIV/0! | #DIV/0! | #DIV/0! | #DIV/0! | #DIV/0! | #DIV/0! | #DIV/0! | #DIV/0! | 4 | 2 | 1 | 0 | 0 | 0 | 0 | 0 | #N/A | #N/A | #N/A | #N/A | #N/A | #N/A | #N/A | #N/A | #N/A | #N/A | #N/A | #N/A | #N/A | #N/A | #N/A | #N/A | #DIV/0! | #DIV/0! | #DIV/0! | #DIV/0! | #DIV/0! | #DIV/0! | #DIV/0! | #DIV/0! | #DIV/0! | #DIV/0! | #DIV/0! | #DIV/0! | #DIV/0! | #DIV/0! | #DIV/0! | #DIV/0! | #DIV/0! | #DIV/0! | #DIV/0! | #DIV/0! | #DIV/0! | #DIV/0! | #DIV/0! | #DIV/0! | #DIV/0! | #DIV/0! | #DIV/0! | #DIV/0! | #DIV/0! | #DIV/0! | #DIV/0! | #DIV/0! | #DIV/0! | #DIV/0! | #DIV/0! | #DIV/0!
0 | 0 | 0 | 0 | #DIV/0! | #DIV/0! | #DIV/0! | #DIV/0! | #DIV/0! | #DIV/0! | #DIV/0! | #DIV/0! | #DIV/0! | #DIV/0! | #DIV/0! | #DIV/0! | #DIV/0! | #DIV/0! | #DIV/0! | #DIV/0! | 0 | 0 | #DIV/0! | #DIV/0! | #DIV/0! | #DIV/0! | #DIV/0! | #DIV/0! | #DIV/0! | #DIV/0! | #DIV/0! | #DIV/0! | #DIV/0! | #DIV/0! | #DIV/0! | #DIV/0! | #DIV/0! | #DIV/0! | #DIV/0! | #DIV/0! | #DIV/0! | #DIV/0! | #DIV/0! | #DIV/0! | #DIV/0! | #DIV/0! | #DIV/0! | #DIV/0! | 4 | 2 | 1 | 0 | 0 | 0 | 0 | 0 | #N/A | #N/A | #N/A | #N/A | #N/A | #N/A | #N/A | #N/A | #N/A | #N/A | #N/A | #N/A | #N/A | #N/A | #N/A | #N/A | #DIV/0! | #DIV/0! | #DIV/0! | #DIV/0! | #DIV/0! | #DIV/0! | #DIV/0! | #DIV/0! | #DIV/0! | #DIV/0! | #DIV/0! | #DIV/0! | #DIV/0! | #DIV/0! | #DIV/0! | #DIV/0! | #DIV/0! | #DIV/0! | #DIV/0! | #DIV/0! | #DIV/0! | #DIV/0! | #DIV/0! | #DIV/0! | #DIV/0! | #DIV/0! | #DIV/0! | #DIV/0! | #DIV/0! | #DIV/0! | #DIV/0! | #DIV/0! | #DIV/0! | #DIV/0! | #DIV/0! | #DIV/0!
0 | 0 | 0 | 0 | #DIV/0! | #DIV/0! | #DIV/0! | #DIV/0! | #DIV/0! | #DIV/0! | #DIV/0! | #DIV/0! | #DIV/0! | #DIV/0! | #DIV/0! | #DIV/0! | #DIV/0! | #DIV/0! | #DIV/0! | #DIV/0! | 0 | 0 | #DIV/0! | #DIV/0! | #DIV/0! | #DIV/0! | #DIV/0! | #DIV/0! | #DIV/0! | #DIV/0! | #DIV/0! | #DIV/0! | #DIV/0! | #DIV/0! | #DIV/0! | #DIV/0! | #DIV/0! | #DIV/0! | #DIV/0! | #DIV/0! | #DIV/0! | #DIV/0! | #DIV/0! | #DIV/0! | #DIV/0! | #DIV/0! | #DIV/0! | #DIV/0! | 4 | 2 | 1 | 0 | 0 | 0 | 0 | 0 | #N/A | #N/A | #N/A | #N/A | #N/A | #N/A | #N/A | #N/A | #N/A | #N/A | #N/A | #N/A | #N/A | #N/A | #N/A | #N/A | #DIV/0! | #DIV/0! | #DIV/0! | #DIV/0! | #DIV/0! | #DIV/0! | #DIV/0! | #DIV/0! | #DIV/0! | #DIV/0! | #DIV/0! | #DIV/0! | #DIV/0! | #DIV/0! | #DIV/0! | #DIV/0! | #DIV/0! | #DIV/0! | #DIV/0! | #DIV/0! | #DIV/0! | #DIV/0! | #DIV/0! | #DIV/0! | #DIV/0! | #DIV/0! | #DIV/0! | #DIV/0! | #DIV/0! | #DIV/0! | #DIV/0! | #DIV/0! | #DIV/0! | #DIV/0! | #DIV/0! | #DIV/0!
0 | 0 | 0 | 0 | #DIV/0! | #DIV/0! | #DIV/0! | #DIV/0! | #DIV/0! | #DIV/0! | #DIV/0! | #DIV/0! | #DIV/0! | #DIV/0! | #DIV/0! | #DIV/0! | #DIV/0! | #DIV/0! | #DIV/0! | #DIV/0! | 0 | 0 | #DIV/0! | #DIV/0! | #DIV/0! | #DIV/0! | #DIV/0! | #DIV/0! | #DIV/0! | #DIV/0! | #DIV/0! | #DIV/0! | #DIV/0! | #DIV/0! | #DIV/0! | #DIV/0! | #DIV/0! | #DIV/0! | #DIV/0! | #DIV/0! | #DIV/0! | #DIV/0! | #DIV/0! | #DIV/0! | #DIV/0! | #DIV/0! | #DIV/0! | #DIV/0! | 4 | 2 | 1 | 0 | 0 | 0 | 0 | 0 | #N/A | #N/A | #N/A | #N/A | #N/A | #N/A | #N/A | #N/A | #N/A | #N/A | #N/A | #N/A | #N/A | #N/A | #N/A | #N/A | #DIV/0! | #DIV/0! | #DIV/0! | #DIV/0! | #DIV/0! | #DIV/0! | #DIV/0! | #DIV/0! | #DIV/0! | #DIV/0! | #DIV/0! | #DIV/0! | #DIV/0! | #DIV/0! | #DIV/0! | #DIV/0! | #DIV/0! | #DIV/0! | #DIV/0! | #DIV/0! | #DIV/0! | #DIV/0! | #DIV/0! | #DIV/0! | #DIV/0! | #DIV/0! | #DIV/0! | #DIV/0! | #DIV/0! | #DIV/0! | #DIV/0! | #DIV/0! | #DIV/0! | #DIV/0! | #DIV/0! | #DIV/0!
0 | 0 | 0 | 0 | #DIV/0! | #DIV/0! | #DIV/0! | #DIV/0! | #DIV/0! | #DIV/0! | #DIV/0! | #DIV/0! | #DIV/0! | #DIV/0! | #DIV/0! | #DIV/0! | #DIV/0! | #DIV/0! | #DIV/0! | #DIV/0! | 0 | 0 | #DIV/0! | #DIV/0! | #DIV/0! | #DIV/0! | #DIV/0! | #DIV/0! | #DIV/0! | #DIV/0! | #DIV/0! | #DIV/0! | #DIV/0! | #DIV/0! | #DIV/0! | #DIV/0! | #DIV/0! | #DIV/0! | #DIV/0! | #DIV/0! | #DIV/0! | #DIV/0! | #DIV/0! | #DIV/0! | #DIV/0! | #DIV/0! | #DIV/0! | #DIV/0! | 4 | 2 | 1 | 0 | 0 | 0 | 0 | 0 | #N/A | #N/A | #N/A | #N/A | #N/A | #N/A | #N/A | #N/A | #N/A | #N/A | #N/A | #N/A | #N/A | #N/A | #N/A | #N/A | #DIV/0! | #DIV/0! | #DIV/0! | #DIV/0! | #DIV/0! | #DIV/0! | #DIV/0! | #DIV/0! | #DIV/0! | #DIV/0! | #DIV/0! | #DIV/0! | #DIV/0! | #DIV/0! | #DIV/0! | #DIV/0! | #DIV/0! | #DIV/0! | #DIV/0! | #DIV/0! | #DIV/0! | #DIV/0! | #DIV/0! | #DIV/0! | #DIV/0! | #DIV/0! | #DIV/0! | #DIV/0! | #DIV/0! | #DIV/0! | #DIV/0! | #DIV/0! | #DIV/0! | #DIV/0! | #DIV/0! | #DIV/0!
0 | 0 | 0 | 0 | #DIV/0! | #DIV/0! | #DIV/0! | #DIV/0! | #DIV/0! | #DIV/0! | #DIV/0! | #DIV/0! | #DIV/0! | #DIV/0! | #DIV/0! | #DIV/0! | #DIV/0! | #DIV/0! | #DIV/0! | #DIV/0! | 0 | 0 | #DIV/0! | #DIV/0! | #DIV/0! | #DIV/0! | #DIV/0! | #DIV/0! | #DIV/0! | #DIV/0! | #DIV/0! | #DIV/0! | #DIV/0! | #DIV/0! | #DIV/0! | #DIV/0! | #DIV/0! | #DIV/0! | #DIV/0! | #DIV/0! | #DIV/0! | #DIV/0! | #DIV/0! | #DIV/0! | #DIV/0! | #DIV/0! | #DIV/0! | #DIV/0! | 4 | 2 | 1 | 0 | 0 | 0 | 0 | 0 | #N/A | #N/A | #N/A | #N/A | #N/A | #N/A | #N/A | #N/A | #N/A | #N/A | #N/A | #N/A | #N/A | #N/A | #N/A | #N/A | #DIV/0! | #DIV/0! | #DIV/0! | #DIV/0! | #DIV/0! | #DIV/0! | #DIV/0! | #DIV/0! | #DIV/0! | #DIV/0! | #DIV/0! | #DIV/0! | #DIV/0! | #DIV/0! | #DIV/0! | #DIV/0! | #DIV/0! | #DIV/0! | #DIV/0! | #DIV/0! | #DIV/0! | #DIV/0! | #DIV/0! | #DIV/0! | #DIV/0! | #DIV/0! | #DIV/0! | #DIV/0! | #DIV/0! | #DIV/0! | #DIV/0! | #DIV/0! | #DIV/0! | #DIV/0! | #DIV/0! | #DIV/0!
0 | 0 | 0 | 0 | #DIV/0! | #DIV/0! | #DIV/0! | #DIV/0! | #DIV/0! | #DIV/0! | #DIV/0! | #DIV/0! | #DIV/0! | #DIV/0! | #DIV/0! | #DIV/0! | #DIV/0! | #DIV/0! | #DIV/0! | #DIV/0! | 0 | 0 | #DIV/0! | #DIV/0! | #DIV/0! | #DIV/0! | #DIV/0! | #DIV/0! | #DIV/0! | #DIV/0! | #DIV/0! | #DIV/0! | #DIV/0! | #DIV/0! | #DIV/0! | #DIV/0! | #DIV/0! | #DIV/0! | #DIV/0! | #DIV/0! | #DIV/0! | #DIV/0! | #DIV/0! | #DIV/0! | #DIV/0! | #DIV/0! | #DIV/0! | #DIV/0! | 4 | 2 | 1 | 0 | 0 | 0 | 0 | 0 | #N/A | #N/A | #N/A | #N/A | #N/A | #N/A | #N/A | #N/A | #N/A | #N/A | #N/A | #N/A | #N/A | #N/A | #N/A | #N/A | #DIV/0! | #DIV/0! | #DIV/0! | #DIV/0! | #DIV/0! | #DIV/0! | #DIV/0! | #DIV/0! | #DIV/0! | #DIV/0! | #DIV/0! | #DIV/0! | #DIV/0! | #DIV/0! | #DIV/0! | #DIV/0! | #DIV/0! | #DIV/0! | #DIV/0! | #DIV/0! | #DIV/0! | #DIV/0! | #DIV/0! | #DIV/0! | #DIV/0! | #DIV/0! | #DIV/0! | #DIV/0! | #DIV/0! | #DIV/0! | #DIV/0! | #DIV/0! | #DIV/0! | #DIV/0! | #DIV/0! | #DIV/0!
0 | 0 | 0 | 0 | #DIV/0! | #DIV/0! | #DIV/0! | #DIV/0! | #DIV/0! | #DIV/0! | #DIV/0! | #DIV/0! | #DIV/0! | #DIV/0! | #DIV/0! | #DIV/0! | #DIV/0! | #DIV/0! | #DIV/0! | #DIV/0! | 0 | 0 | #DIV/0! | #DIV/0! | #DIV/0! | #DIV/0! | #DIV/0! | #DIV/0! | #DIV/0! | #DIV/0! | #DIV/0! | #DIV/0! | #DIV/0! | #DIV/0! | #DIV/0! | #DIV/0! | #DIV/0! | #DIV/0! | #DIV/0! | #DIV/0! | #DIV/0! | #DIV/0! | #DIV/0! | #DIV/0! | #DIV/0! | #DIV/0! | #DIV/0! | #DIV/0! | 4 | 2 | 1 | 0 | 0 | 0 | 0 | 0 | #N/A | #N/A | #N/A | #N/A | #N/A | #N/A | #N/A | #N/A | #N/A | #N/A | #N/A | #N/A | #N/A | #N/A | #N/A | #N/A | #DIV/0! | #DIV/0! | #DIV/0! | #DIV/0! | #DIV/0! | #DIV/0! | #DIV/0! | #DIV/0! | #DIV/0! | #DIV/0! | #DIV/0! | #DIV/0! | #DIV/0! | #DIV/0! | #DIV/0! | #DIV/0! | #DIV/0! | #DIV/0! | #DIV/0! | #DIV/0! | #DIV/0! | #DIV/0! | #DIV/0! | #DIV/0! | #DIV/0! | #DIV/0! | #DIV/0! | #DIV/0! | #DIV/0! | #DIV/0! | #DIV/0! | #DIV/0! | #DIV/0! | #DIV/0! | #DIV/0! | #DIV/0!
0 | 0 | 0 | 0 | #DIV/0! | #DIV/0! | #DIV/0! | #DIV/0! | #DIV/0! | #DIV/0! | #DIV/0! | #DIV/0! | #DIV/0! | #DIV/0! | #DIV/0! | #DIV/0! | #DIV/0! | #DIV/0! | #DIV/0! | #DIV/0! | 0 | 0 | #DIV/0! | #DIV/0! | #DIV/0! | #DIV/0! | #DIV/0! | #DIV/0! | #DIV/0! | #DIV/0! | #DIV/0! | #DIV/0! | #DIV/0! | #DIV/0! | #DIV/0! | #DIV/0! | #DIV/0! | #DIV/0! | #DIV/0! | #DIV/0! | #DIV/0! | #DIV/0! | #DIV/0! | #DIV/0! | #DIV/0! | #DIV/0! | #DIV/0! | #DIV/0! | 4 | 2 | 1 | 0 | 0 | 0 | 0 | 0 | #N/A | #N/A | #N/A | #N/A | #N/A | #N/A | #N/A | #N/A | #N/A | #N/A | #N/A | #N/A | #N/A | #N/A | #N/A | #N/A | #DIV/0! | #DIV/0! | #DIV/0! | #DIV/0! | #DIV/0! | #DIV/0! | #DIV/0! | #DIV/0! | #DIV/0! | #DIV/0! | #DIV/0! | #DIV/0! | #DIV/0! | #DIV/0! | #DIV/0! | #DIV/0! | #DIV/0! | #DIV/0! | #DIV/0! | #DIV/0! | #DIV/0! | #DIV/0! | #DIV/0! | #DIV/0! | #DIV/0! | #DIV/0! | #DIV/0! | #DIV/0! | #DIV/0! | #DIV/0! | #DIV/0! | #DIV/0! | #DIV/0! | #DIV/0! | #DIV/0! | #DIV/0!
0 | 0 | 0 | 0 | #DIV/0! | #DIV/0! | #DIV/0! | #DIV/0! | #DIV/0! | #DIV/0! | #DIV/0! | #DIV/0! | #DIV/0! | #DIV/0! | #DIV/0! | #DIV/0! | #DIV/0! | #DIV/0! | #DIV/0! | #DIV/0! | 0 | 0 | #DIV/0! | #DIV/0! | #DIV/0! | #DIV/0! | #DIV/0! | #DIV/0! | #DIV/0! | #DIV/0! | #DIV/0! | #DIV/0! | #DIV/0! | #DIV/0! | #DIV/0! | #DIV/0! | #DIV/0! | #DIV/0! | #DIV/0! | #DIV/0! | #DIV/0! | #DIV/0! | #DIV/0! | #DIV/0! | #DIV/0! | #DIV/0! | #DIV/0! | #DIV/0! | 4 | 2 | 1 | 0 | 0 | 0 | 0 | 0 | #N/A | #N/A | #N/A | #N/A | #N/A | #N/A | #N/A | #N/A | #N/A | #N/A | #N/A | #N/A | #N/A | #N/A | #N/A | #N/A | #DIV/0! | #DIV/0! | #DIV/0! | #DIV/0! | #DIV/0! | #DIV/0! | #DIV/0! | #DIV/0! | #DIV/0! | #DIV/0! | #DIV/0! | #DIV/0! | #DIV/0! | #DIV/0! | #DIV/0! | #DIV/0! | #DIV/0! | #DIV/0! | #DIV/0! | #DIV/0! | #DIV/0! | #DIV/0! | #DIV/0! | #DIV/0! | #DIV/0! | #DIV/0! | #DIV/0! | #DIV/0! | #DIV/0! | #DIV/0! | #DIV/0! | #DIV/0! | #DIV/0! | #DIV/0! | #DIV/0! | #DIV/0!
0 | 0 | 0 | 0 | #DIV/0! | #DIV/0! | #DIV/0! | #DIV/0! | #DIV/0! | #DIV/0! | #DIV/0! | #DIV/0! | #DIV/0! | #DIV/0! | #DIV/0! | #DIV/0! | #DIV/0! | #DIV/0! | #DIV/0! | #DIV/0! | 0 | 0 | #DIV/0! | #DIV/0! | #DIV/0! | #DIV/0! | #DIV/0! | #DIV/0! | #DIV/0! | #DIV/0! | #DIV/0! | #DIV/0! | #DIV/0! | #DIV/0! | #DIV/0! | #DIV/0! | #DIV/0! | #DIV/0! | #DIV/0! | #DIV/0! | #DIV/0! | #DIV/0! | #DIV/0! | #DIV/0! | #DIV/0! | #DIV/0! | #DIV/0! | #DIV/0! | 4 | 2 | 1 | 0 | 0 | 0 | 0 | 0 | #N/A | #N/A | #N/A | #N/A | #N/A | #N/A | #N/A | #N/A | #N/A | #N/A | #N/A | #N/A | #N/A | #N/A | #N/A | #N/A | #DIV/0! | #DIV/0! | #DIV/0! | #DIV/0! | #DIV/0! | #DIV/0! | #DIV/0! | #DIV/0! | #DIV/0! | #DIV/0! | #DIV/0! | #DIV/0! | #DIV/0! | #DIV/0! | #DIV/0! | #DIV/0! | #DIV/0! | #DIV/0! | #DIV/0! | #DIV/0! | #DIV/0! | #DIV/0! | #DIV/0! | #DIV/0! | #DIV/0! | #DIV/0! | #DIV/0! | #DIV/0! | #DIV/0! | #DIV/0! | #DIV/0! | #DIV/0! | #DIV/0! | #DIV/0! | #DIV/0! | #DIV/0!
0 | 0 | 0 | 0 | #DIV/0! | #DIV/0! | #DIV/0! | #DIV/0! | #DIV/0! | #DIV/0! | #DIV/0! | #DIV/0! | #DIV/0! | #DIV/0! | #DIV/0! | #DIV/0! | #DIV/0! | #DIV/0! | #DIV/0! | #DIV/0! | 0 | 0 | #DIV/0! | #DIV/0! | #DIV/0! | #DIV/0! | #DIV/0! | #DIV/0! | #DIV/0! | #DIV/0! | #DIV/0! | #DIV/0! | #DIV/0! | #DIV/0! | #DIV/0! | #DIV/0! | #DIV/0! | #DIV/0! | #DIV/0! | #DIV/0! | #DIV/0! | #DIV/0! | #DIV/0! | #DIV/0! | #DIV/0! | #DIV/0! | #DIV/0! | #DIV/0! | 4 | 2 | 1 | 0 | 0 | 0 | 0 | 0 | #N/A | #N/A | #N/A | #N/A | #N/A | #N/A | #N/A | #N/A | #N/A | #N/A | #N/A | #N/A | #N/A | #N/A | #N/A | #N/A | #DIV/0! | #DIV/0! | #DIV/0! | #DIV/0! | #DIV/0! | #DIV/0! | #DIV/0! | #DIV/0! | #DIV/0! | #DIV/0! | #DIV/0! | #DIV/0! | #DIV/0! | #DIV/0! | #DIV/0! | #DIV/0! | #DIV/0! | #DIV/0! | #DIV/0! | #DIV/0! | #DIV/0! | #DIV/0! | #DIV/0! | #DIV/0! | #DIV/0! | #DIV/0! | #DIV/0! | #DIV/0! | #DIV/0! | #DIV/0! | #DIV/0! | #DIV/0! | #DIV/0! | #DIV/0! | #DIV/0! | #DIV/0!
0 | 0 | 0 | 0 | #DIV/0! | #DIV/0! | #DIV/0! | #DIV/0! | #DIV/0! | #DIV/0! | #DIV/0! | #DIV/0! | #DIV/0! | #DIV/0! | #DIV/0! | #DIV/0! | #DIV/0! | #DIV/0! | #DIV/0! | #DIV/0! | 0 | 0 | #DIV/0! | #DIV/0! | #DIV/0! | #DIV/0! | #DIV/0! | #DIV/0! | #DIV/0! | #DIV/0! | #DIV/0! | #DIV/0! | #DIV/0! | #DIV/0! | #DIV/0! | #DIV/0! | #DIV/0! | #DIV/0! | #DIV/0! | #DIV/0! | #DIV/0! | #DIV/0! | #DIV/0! | #DIV/0! | #DIV/0! | #DIV/0! | #DIV/0! | #DIV/0! | 4 | 2 | 1 | 0 | 0 | 0 | 0 | 0 | #N/A | #N/A | #N/A | #N/A | #N/A | #N/A | #N/A | #N/A | #N/A | #N/A | #N/A | #N/A | #N/A | #N/A | #N/A | #N/A | #DIV/0! | #DIV/0! | #DIV/0! | #DIV/0! | #DIV/0! | #DIV/0! | #DIV/0! | #DIV/0! | #DIV/0! | #DIV/0! | #DIV/0! | #DIV/0! | #DIV/0! | #DIV/0! | #DIV/0! | #DIV/0! | #DIV/0! | #DIV/0! | #DIV/0! | #DIV/0! | #DIV/0! | #DIV/0! | #DIV/0! | #DIV/0! | #DIV/0! | #DIV/0! | #DIV/0! | #DIV/0! | #DIV/0! | #DIV/0! | #DIV/0! | #DIV/0! | #DIV/0! | #DIV/0! | #DIV/0! | #DIV/0!
0 | 0 | 0 | 0 | #DIV/0! | #DIV/0! | #DIV/0! | #DIV/0! | #DIV/0! | #DIV/0! | #DIV/0! | #DIV/0! | #DIV/0! | #DIV/0! | #DIV/0! | #DIV/0! | #DIV/0! | #DIV/0! | #DIV/0! | #DIV/0! | 0 | 0 | #DIV/0! | #DIV/0! | #DIV/0! | #DIV/0! | #DIV/0! | #DIV/0! | #DIV/0! | #DIV/0! | #DIV/0! | #DIV/0! | #DIV/0! | #DIV/0! | #DIV/0! | #DIV/0! | #DIV/0! | #DIV/0! | #DIV/0! | #DIV/0! | #DIV/0! | #DIV/0! | #DIV/0! | #DIV/0! | #DIV/0! | #DIV/0! | #DIV/0! | #DIV/0! | 4 | 2 | 1 | 0 | 0 | 0 | 0 | 0 | #N/A | #N/A | #N/A | #N/A | #N/A | #N/A | #N/A | #N/A | #N/A | #N/A | #N/A | #N/A | #N/A | #N/A | #N/A | #N/A | #DIV/0! | #DIV/0! | #DIV/0! | #DIV/0! | #DIV/0! | #DIV/0! | #DIV/0! | #DIV/0! | #DIV/0! | #DIV/0! | #DIV/0! | #DIV/0! | #DIV/0! | #DIV/0! | #DIV/0! | #DIV/0! | #DIV/0! | #DIV/0! | #DIV/0! | #DIV/0! | #DIV/0! | #DIV/0! | #DIV/0! | #DIV/0! | #DIV/0! | #DIV/0! | #DIV/0! | #DIV/0! | #DIV/0! | #DIV/0! | #DIV/0! | #DIV/0! | #DIV/0! | #DIV/0! | #DIV/0! | #DIV/0!
0 | 0 | 0 | 0 | #DIV/0! | #DIV/0! | #DIV/0! | #DIV/0! | #DIV/0! | #DIV/0! | #DIV/0! | #DIV/0! | #DIV/0! | #DIV/0! | #DIV/0! | #DIV/0! | #DIV/0! | #DIV/0! | #DIV/0! | #DIV/0! | 0 | 0 | #DIV/0! | #DIV/0! | #DIV/0! | #DIV/0! | #DIV/0! | #DIV/0! | #DIV/0! | #DIV/0! | #DIV/0! | #DIV/0! | #DIV/0! | #DIV/0! | #DIV/0! | #DIV/0! | #DIV/0! | #DIV/0! | #DIV/0! | #DIV/0! | #DIV/0! | #DIV/0! | #DIV/0! | #DIV/0! | #DIV/0! | #DIV/0! | #DIV/0! | #DIV/0! | 4 | 2 | 1 | 0 | 0 | 0 | 0 | 0 | #N/A | #N/A | #N/A | #N/A | #N/A | #N/A | #N/A | #N/A | #N/A | #N/A | #N/A | #N/A | #N/A | #N/A | #N/A | #N/A | #DIV/0! | #DIV/0! | #DIV/0! | #DIV/0! | #DIV/0! | #DIV/0! | #DIV/0! | #DIV/0! | #DIV/0! | #DIV/0! | #DIV/0! | #DIV/0! | #DIV/0! | #DIV/0! | #DIV/0! | #DIV/0! | #DIV/0! | #DIV/0! | #DIV/0! | #DIV/0! | #DIV/0! | #DIV/0! | #DIV/0! | #DIV/0! | #DIV/0! | #DIV/0! | #DIV/0! | #DIV/0! | #DIV/0! | #DIV/0! | #DIV/0! | #DIV/0! | #DIV/0! | #DIV/0! | #DIV/0! | #DIV/0!
0 | 0 | 0 | 0 | #DIV/0! | #DIV/0! | #DIV/0! | #DIV/0! | #DIV/0! | #DIV/0! | #DIV/0! | #DIV/0! | #DIV/0! | #DIV/0! | #DIV/0! | #DIV/0! | #DIV/0! | #DIV/0! | #DIV/0! | #DIV/0! | 0 | 0 | #DIV/0! | #DIV/0! | #DIV/0! | #DIV/0! | #DIV/0! | #DIV/0! | #DIV/0! | #DIV/0! | #DIV/0! | #DIV/0! | #DIV/0! | #DIV/0! | #DIV/0! | #DIV/0! | #DIV/0! | #DIV/0! | #DIV/0! | #DIV/0! | #DIV/0! | #DIV/0! | #DIV/0! | #DIV/0! | #DIV/0! | #DIV/0! | #DIV/0! | #DIV/0! | 4 | 2 | 1 | 0 | 0 | 0 | 0 | 0 | #N/A | #N/A | #N/A | #N/A | #N/A | #N/A | #N/A | #N/A | #N/A | #N/A | #N/A | #N/A | #N/A | #N/A | #N/A | #N/A | #DIV/0! | #DIV/0! | #DIV/0! | #DIV/0! | #DIV/0! | #DIV/0! | #DIV/0! | #DIV/0! | #DIV/0! | #DIV/0! | #DIV/0! | #DIV/0! | #DIV/0! | #DIV/0! | #DIV/0! | #DIV/0! | #DIV/0! | #DIV/0! | #DIV/0! | #DIV/0! | #DIV/0! | #DIV/0! | #DIV/0! | #DIV/0! | #DIV/0! | #DIV/0! | #DIV/0! | #DIV/0! | #DIV/0! | #DIV/0! | #DIV/0! | #DIV/0! | #DIV/0! | #DIV/0! | #DIV/0! | #DIV/0!
0 | 0 | 0 | 0 | #DIV/0! | #DIV/0! | #DIV/0! | #DIV/0! | #DIV/0! | #DIV/0! | #DIV/0! | #DIV/0! | #DIV/0! | #DIV/0! | #DIV/0! | #DIV/0! | #DIV/0! | #DIV/0! | #DIV/0! | #DIV/0! | 0 | 0 | #DIV/0! | #DIV/0! | #DIV/0! | #DIV/0! | #DIV/0! | #DIV/0! | #DIV/0! | #DIV/0! | #DIV/0! | #DIV/0! | #DIV/0! | #DIV/0! | #DIV/0! | #DIV/0! | #DIV/0! | #DIV/0! | #DIV/0! | #DIV/0! | #DIV/0! | #DIV/0! | #DIV/0! | #DIV/0! | #DIV/0! | #DIV/0! | #DIV/0! | #DIV/0! | 4 | 2 | 1 | 0 | 0 | 0 | 0 | 0 | #N/A | #N/A | #N/A | #N/A | #N/A | #N/A | #N/A | #N/A | #N/A | #N/A | #N/A | #N/A | #N/A | #N/A | #N/A | #N/A | #DIV/0! | #DIV/0! | #DIV/0! | #DIV/0! | #DIV/0! | #DIV/0! | #DIV/0! | #DIV/0! | #DIV/0! | #DIV/0! | #DIV/0! | #DIV/0! | #DIV/0! | #DIV/0! | #DIV/0! | #DIV/0! | #DIV/0! | #DIV/0! | #DIV/0! | #DIV/0! | #DIV/0! | #DIV/0! | #DIV/0! | #DIV/0! | #DIV/0! | #DIV/0! | #DIV/0! | #DIV/0! | #DIV/0! | #DIV/0! | #DIV/0! | #DIV/0! | #DIV/0! | #DIV/0! | #DIV/0! | #DIV/0!
0 | 0 | 0 | 0 | #DIV/0! | #DIV/0! | #DIV/0! | #DIV/0! | #DIV/0! | #DIV/0! | #DIV/0! | #DIV/0! | #DIV/0! | #DIV/0! | #DIV/0! | #DIV/0! | #DIV/0! | #DIV/0! | #DIV/0! | #DIV/0! | 0 | 0 | #DIV/0! | #DIV/0! | #DIV/0! | #DIV/0! | #DIV/0! | #DIV/0! | #DIV/0! | #DIV/0! | #DIV/0! | #DIV/0! | #DIV/0! | #DIV/0! | #DIV/0! | #DIV/0! | #DIV/0! | #DIV/0! | #DIV/0! | #DIV/0! | #DIV/0! | #DIV/0! | #DIV/0! | #DIV/0! | #DIV/0! | #DIV/0! | #DIV/0! | #DIV/0! | 4 | 2 | 1 | 0 | 0 | 0 | 0 | 0 | #N/A | #N/A | #N/A | #N/A | #N/A | #N/A | #N/A | #N/A | #N/A | #N/A | #N/A | #N/A | #N/A | #N/A | #N/A | #N/A | #DIV/0! | #DIV/0! | #DIV/0! | #DIV/0! | #DIV/0! | #DIV/0! | #DIV/0! | #DIV/0! | #DIV/0! | #DIV/0! | #DIV/0! | #DIV/0! | #DIV/0! | #DIV/0! | #DIV/0! | #DIV/0! | #DIV/0! | #DIV/0! | #DIV/0! | #DIV/0! | #DIV/0! | #DIV/0! | #DIV/0! | #DIV/0! | #DIV/0! | #DIV/0! | #DIV/0! | #DIV/0! | #DIV/0! | #DIV/0! | #DIV/0! | #DIV/0! | #DIV/0! | #DIV/0! | #DIV/0! | #DIV/0!
0 | 0 | 0 | 0 | #DIV/0! | #DIV/0! | #DIV/0! | #DIV/0! | #DIV/0! | #DIV/0! | #DIV/0! | #DIV/0! | #DIV/0! | #DIV/0! | #DIV/0! | #DIV/0! | #DIV/0! | #DIV/0! | #DIV/0! | #DIV/0! | 0 | 0 | #DIV/0! | #DIV/0! | #DIV/0! | #DIV/0! | #DIV/0! | #DIV/0! | #DIV/0! | #DIV/0! | #DIV/0! | #DIV/0! | #DIV/0! | #DIV/0! | #DIV/0! | #DIV/0! | #DIV/0! | #DIV/0! | #DIV/0! | #DIV/0! | #DIV/0! | #DIV/0! | #DIV/0! | #DIV/0! | #DIV/0! | #DIV/0! | #DIV/0! | #DIV/0! | 4 | 2 | 1 | 0 | 0 | 0 | 0 | 0 | #N/A | #N/A | #N/A | #N/A | #N/A | #N/A | #N/A | #N/A | #N/A | #N/A | #N/A | #N/A | #N/A | #N/A | #N/A | #N/A | #DIV/0! | #DIV/0! | #DIV/0! | #DIV/0! | #DIV/0! | #DIV/0! | #DIV/0! | #DIV/0! | #DIV/0! | #DIV/0! | #DIV/0! | #DIV/0! | #DIV/0! | #DIV/0! | #DIV/0! | #DIV/0! | #DIV/0! | #DIV/0! | #DIV/0! | #DIV/0! | #DIV/0! | #DIV/0! | #DIV/0! | #DIV/0! | #DIV/0! | #DIV/0! | #DIV/0! | #DIV/0! | #DIV/0! | #DIV/0! | #DIV/0! | #DIV/0! | #DIV/0! | #DIV/0! | #DIV/0! | #DIV/0!
0 | 0 | 0 | 0 | #DIV/0! | #DIV/0! | #DIV/0! | #DIV/0! | #DIV/0! | #DIV/0! | #DIV/0! | #DIV/0! | #DIV/0! | #DIV/0! | #DIV/0! | #DIV/0! | #DIV/0! | #DIV/0! | #DIV/0! | #DIV/0! | 0 | 0 | #DIV/0! | #DIV/0! | #DIV/0! | #DIV/0! | #DIV/0! | #DIV/0! | #DIV/0! | #DIV/0! | #DIV/0! | #DIV/0! | #DIV/0! | #DIV/0! | #DIV/0! | #DIV/0! | #DIV/0! | #DIV/0! | #DIV/0! | #DIV/0! | #DIV/0! | #DIV/0! | #DIV/0! | #DIV/0! | #DIV/0! | #DIV/0! | #DIV/0! | #DIV/0! | 4 | 2 | 1 | 0 | 0 | 0 | 0 | 0 | #N/A | #N/A | #N/A | #N/A | #N/A | #N/A | #N/A | #N/A | #N/A | #N/A | #N/A | #N/A | #N/A | #N/A | #N/A | #N/A | #DIV/0! | #DIV/0! | #DIV/0! | #DIV/0! | #DIV/0! | #DIV/0! | #DIV/0! | #DIV/0! | #DIV/0! | #DIV/0! | #DIV/0! | #DIV/0! | #DIV/0! | #DIV/0! | #DIV/0! | #DIV/0! | #DIV/0! | #DIV/0! | #DIV/0! | #DIV/0! | #DIV/0! | #DIV/0! | #DIV/0! | #DIV/0! | #DIV/0! | #DIV/0! | #DIV/0! | #DIV/0! | #DIV/0! | #DIV/0! | #DIV/0! | #DIV/0! | #DIV/0! | #DIV/0! | #DIV/0! | #DIV/0!
0 | 0 | 0 | 0 | #DIV/0! | #DIV/0! | #DIV/0! | #DIV/0! | #DIV/0! | #DIV/0! | #DIV/0! | #DIV/0! | #DIV/0! | #DIV/0! | #DIV/0! | #DIV/0! | #DIV/0! | #DIV/0! | #DIV/0! | #DIV/0! | 0 | 0 | #DIV/0! | #DIV/0! | #DIV/0! | #DIV/0! | #DIV/0! | #DIV/0! | #DIV/0! | #DIV/0! | #DIV/0! | #DIV/0! | #DIV/0! | #DIV/0! | #DIV/0! | #DIV/0! | #DIV/0! | #DIV/0! | #DIV/0! | #DIV/0! | #DIV/0! | #DIV/0! | #DIV/0! | #DIV/0! | #DIV/0! | #DIV/0! | #DIV/0! | #DIV/0! | 4 | 2 | 1 | 0 | 0 | 0 | 0 | 0 | #N/A | #N/A | #N/A | #N/A | #N/A | #N/A | #N/A | #N/A | #N/A | #N/A | #N/A | #N/A | #N/A | #N/A | #N/A | #N/A | #DIV/0! | #DIV/0! | #DIV/0! | #DIV/0! | #DIV/0! | #DIV/0! | #DIV/0! | #DIV/0! | #DIV/0! | #DIV/0! | #DIV/0! | #DIV/0! | #DIV/0! | #DIV/0! | #DIV/0! | #DIV/0! | #DIV/0! | #DIV/0! | #DIV/0! | #DIV/0! | #DIV/0! | #DIV/0! | #DIV/0! | #DIV/0! | #DIV/0! | #DIV/0! | #DIV/0! | #DIV/0! | #DIV/0! | #DIV/0! | #DIV/0! | #DIV/0! | #DIV/0! | #DIV/0! | #DIV/0! | #DIV/0!
0 | 0 | 0 | 0 | #DIV/0! | #DIV/0! | #DIV/0! | #DIV/0! | #DIV/0! | #DIV/0! | #DIV/0! | #DIV/0! | #DIV/0! | #DIV/0! | #DIV/0! | #DIV/0! | #DIV/0! | #DIV/0! | #DIV/0! | #DIV/0! | 0 | 0 | #DIV/0! | #DIV/0! | #DIV/0! | #DIV/0! | #DIV/0! | #DIV/0! | #DIV/0! | #DIV/0! | #DIV/0! | #DIV/0! | #DIV/0! | #DIV/0! | #DIV/0! | #DIV/0! | #DIV/0! | #DIV/0! | #DIV/0! | #DIV/0! | #DIV/0! | #DIV/0! | #DIV/0! | #DIV/0! | #DIV/0! | #DIV/0! | #DIV/0! | #DIV/0! | 4 | 2 | 1 | 0 | 0 | 0 | 0 | 0 | #N/A | #N/A | #N/A | #N/A | #N/A | #N/A | #N/A | #N/A | #N/A | #N/A | #N/A | #N/A | #N/A | #N/A | #N/A | #N/A | #DIV/0! | #DIV/0! | #DIV/0! | #DIV/0! | #DIV/0! | #DIV/0! | #DIV/0! | #DIV/0! | #DIV/0! | #DIV/0! | #DIV/0! | #DIV/0! | #DIV/0! | #DIV/0! | #DIV/0! | #DIV/0! | #DIV/0! | #DIV/0! | #DIV/0! | #DIV/0! | #DIV/0! | #DIV/0! | #DIV/0! | #DIV/0! | #DIV/0! | #DIV/0! | #DIV/0! | #DIV/0! | #DIV/0! | #DIV/0! | #DIV/0! | #DIV/0! | #DIV/0! | #DIV/0! | #DIV/0! | #DIV/0!
0 | 0 | 0 | 0 | #DIV/0! | #DIV/0! | #DIV/0! | #DIV/0! | #DIV/0! | #DIV/0! | #DIV/0! | #DIV/0! | #DIV/0! | #DIV/0! | #DIV/0! | #DIV/0! | #DIV/0! | #DIV/0! | #DIV/0! | #DIV/0! | 0 | 0 | #DIV/0! | #DIV/0! | #DIV/0! | #DIV/0! | #DIV/0! | #DIV/0! | #DIV/0! | #DIV/0! | #DIV/0! | #DIV/0! | #DIV/0! | #DIV/0! | #DIV/0! | #DIV/0! | #DIV/0! | #DIV/0! | #DIV/0! | #DIV/0! | #DIV/0! | #DIV/0! | #DIV/0! | #DIV/0! | #DIV/0! | #DIV/0! | #DIV/0! | #DIV/0! | 4 | 2 | 1 | 0 | 0 | 0 | 0 | 0 | #N/A | #N/A | #N/A | #N/A | #N/A | #N/A | #N/A | #N/A | #N/A | #N/A | #N/A | #N/A | #N/A | #N/A | #N/A | #N/A | #DIV/0! | #DIV/0! | #DIV/0! | #DIV/0! | #DIV/0! | #DIV/0! | #DIV/0! | #DIV/0! | #DIV/0! | #DIV/0! | #DIV/0! | #DIV/0! | #DIV/0! | #DIV/0! | #DIV/0! | #DIV/0! | #DIV/0! | #DIV/0! | #DIV/0! | #DIV/0! | #DIV/0! | #DIV/0! | #DIV/0! | #DIV/0! | #DIV/0! | #DIV/0! | #DIV/0! | #DIV/0! | #DIV/0! | #DIV/0! | #DIV/0! | #DIV/0! | #DIV/0! | #DIV/0! | #DIV/0! | #DIV/0!
0 | 0 | 0 | 0 | #DIV/0! | #DIV/0! | #DIV/0! | #DIV/0! | #DIV/0! | #DIV/0! | #DIV/0! | #DIV/0! | #DIV/0! | #DIV/0! | #DIV/0! | #DIV/0! | #DIV/0! | #DIV/0! | #DIV/0! | #DIV/0! | 0 | 0 | #DIV/0! | #DIV/0! | #DIV/0! | #DIV/0! | #DIV/0! | #DIV/0! | #DIV/0! | #DIV/0! | #DIV/0! | #DIV/0! | #DIV/0! | #DIV/0! | #DIV/0! | #DIV/0! | #DIV/0! | #DIV/0! | #DIV/0! | #DIV/0! | #DIV/0! | #DIV/0! | #DIV/0! | #DIV/0! | #DIV/0! | #DIV/0! | #DIV/0! | #DIV/0! | 4 | 2 | 1 | 0 | 0 | 0 | 0 | 0 | #N/A | #N/A | #N/A | #N/A | #N/A | #N/A | #N/A | #N/A | #N/A | #N/A | #N/A | #N/A | #N/A | #N/A | #N/A | #N/A | #DIV/0! | #DIV/0! | #DIV/0! | #DIV/0! | #DIV/0! | #DIV/0! | #DIV/0! | #DIV/0! | #DIV/0! | #DIV/0! | #DIV/0! | #DIV/0! | #DIV/0! | #DIV/0! | #DIV/0! | #DIV/0! | #DIV/0! | #DIV/0! | #DIV/0! | #DIV/0! | #DIV/0! | #DIV/0! | #DIV/0! | #DIV/0! | #DIV/0! | #DIV/0! | #DIV/0! | #DIV/0! | #DIV/0! | #DIV/0! | #DIV/0! | #DIV/0! | #DIV/0! | #DIV/0! | #DIV/0! | #DIV/0!
0 | 0 | 0 | 0 | #DIV/0! | #DIV/0! | #DIV/0! | #DIV/0! | #DIV/0! | #DIV/0! | #DIV/0! | #DIV/0! | #DIV/0! | #DIV/0! | #DIV/0! | #DIV/0! | #DIV/0! | #DIV/0! | #DIV/0! | #DIV/0! | 0 | 0 | #DIV/0! | #DIV/0! | #DIV/0! | #DIV/0! | #DIV/0! | #DIV/0! | #DIV/0! | #DIV/0! | #DIV/0! | #DIV/0! | #DIV/0! | #DIV/0! | #DIV/0! | #DIV/0! | #DIV/0! | #DIV/0! | #DIV/0! | #DIV/0! | #DIV/0! | #DIV/0! | #DIV/0! | #DIV/0! | #DIV/0! | #DIV/0! | #DIV/0! | #DIV/0! | 4 | 2 | 1 | 0 | 0 | 0 | 0 | 0 | #N/A | #N/A | #N/A | #N/A | #N/A | #N/A | #N/A | #N/A | #N/A | #N/A | #N/A | #N/A | #N/A | #N/A | #N/A | #N/A | #DIV/0! | #DIV/0! | #DIV/0! | #DIV/0! | #DIV/0! | #DIV/0! | #DIV/0! | #DIV/0! | #DIV/0! | #DIV/0! | #DIV/0! | #DIV/0! | #DIV/0! | #DIV/0! | #DIV/0! | #DIV/0! | #DIV/0! | #DIV/0! | #DIV/0! | #DIV/0! | #DIV/0! | #DIV/0! | #DIV/0! | #DIV/0! | #DIV/0! | #DIV/0! | #DIV/0! | #DIV/0! | #DIV/0! | #DIV/0! | #DIV/0! | #DIV/0! | #DIV/0! | #DIV/0! | #DIV/0! | #DIV/0!
0 | 0 | 0 | 0 | #DIV/0! | #DIV/0! | #DIV/0! | #DIV/0! | #DIV/0! | #DIV/0! | #DIV/0! | #DIV/0! | #DIV/0! | #DIV/0! | #DIV/0! | #DIV/0! | #DIV/0! | #DIV/0! | #DIV/0! | #DIV/0! | 0 | 0 | #DIV/0! | #DIV/0! | #DIV/0! | #DIV/0! | #DIV/0! | #DIV/0! | #DIV/0! | #DIV/0! | #DIV/0! | #DIV/0! | #DIV/0! | #DIV/0! | #DIV/0! | #DIV/0! | #DIV/0! | #DIV/0! | #DIV/0! | #DIV/0! | #DIV/0! | #DIV/0! | #DIV/0! | #DIV/0! | #DIV/0! | #DIV/0! | #DIV/0! | #DIV/0! | 4 | 2 | 1 | 0 | 0 | 0 | 0 | 0 | #N/A | #N/A | #N/A | #N/A | #N/A | #N/A | #N/A | #N/A | #N/A | #N/A | #N/A | #N/A | #N/A | #N/A | #N/A | #N/A | #DIV/0! | #DIV/0! | #DIV/0! | #DIV/0! | #DIV/0! | #DIV/0! | #DIV/0! | #DIV/0! | #DIV/0! | #DIV/0! | #DIV/0! | #DIV/0! | #DIV/0! | #DIV/0! | #DIV/0! | #DIV/0! | #DIV/0! | #DIV/0! | #DIV/0! | #DIV/0! | #DIV/0! | #DIV/0! | #DIV/0! | #DIV/0! | #DIV/0! | #DIV/0! | #DIV/0! | #DIV/0! | #DIV/0! | #DIV/0! | #DIV/0! | #DIV/0! | #DIV/0! | #DIV/0! | #DIV/0! | #DIV/0!
0 | 0 | 0 | 0 | #DIV/0! | #DIV/0! | #DIV/0! | #DIV/0! | #DIV/0! | #DIV/0! | #DIV/0! | #DIV/0! | #DIV/0! | #DIV/0! | #DIV/0! | #DIV/0! | #DIV/0! | #DIV/0! | #DIV/0! | #DIV/0! | 0 | 0 | #DIV/0! | #DIV/0! | #DIV/0! | #DIV/0! | #DIV/0! | #DIV/0! | #DIV/0! | #DIV/0! | #DIV/0! | #DIV/0! | #DIV/0! | #DIV/0! | #DIV/0! | #DIV/0! | #DIV/0! | #DIV/0! | #DIV/0! | #DIV/0! | #DIV/0! | #DIV/0! | #DIV/0! | #DIV/0! | #DIV/0! | #DIV/0! | #DIV/0! | #DIV/0! | 4 | 2 | 1 | 0 | 0 | 0 | 0 | 0 | #N/A | #N/A | #N/A | #N/A | #N/A | #N/A | #N/A | #N/A | #N/A | #N/A | #N/A | #N/A | #N/A | #N/A | #N/A | #N/A | #DIV/0! | #DIV/0! | #DIV/0! | #DIV/0! | #DIV/0! | #DIV/0! | #DIV/0! | #DIV/0! | #DIV/0! | #DIV/0! | #DIV/0! | #DIV/0! | #DIV/0! | #DIV/0! | #DIV/0! | #DIV/0! | #DIV/0! | #DIV/0! | #DIV/0! | #DIV/0! | #DIV/0! | #DIV/0! | #DIV/0! | #DIV/0! | #DIV/0! | #DIV/0! | #DIV/0! | #DIV/0! | #DIV/0! | #DIV/0! | #DIV/0! | #DIV/0! | #DIV/0! | #DIV/0! | #DIV/0! | #DIV/0!
0 | 0 | 0 | 0 | #DIV/0! | #DIV/0! | #DIV/0! | #DIV/0! | #DIV/0! | #DIV/0! | #DIV/0! | #DIV/0! | #DIV/0! | #DIV/0! | #DIV/0! | #DIV/0! | #DIV/0! | #DIV/0! | #DIV/0! | #DIV/0! | 0 | 0 | #DIV/0! | #DIV/0! | #DIV/0! | #DIV/0! | #DIV/0! | #DIV/0! | #DIV/0! | #DIV/0! | #DIV/0! | #DIV/0! | #DIV/0! | #DIV/0! | #DIV/0! | #DIV/0! | #DIV/0! | #DIV/0! | #DIV/0! | #DIV/0! | #DIV/0! | #DIV/0! | #DIV/0! | #DIV/0! | #DIV/0! | #DIV/0! | #DIV/0! | #DIV/0! | 4 | 2 | 1 | 0 | 0 | 0 | 0 | 0 | #N/A | #N/A | #N/A | #N/A | #N/A | #N/A | #N/A | #N/A | #N/A | #N/A | #N/A | #N/A | #N/A | #N/A | #N/A | #N/A | #DIV/0! | #DIV/0! | #DIV/0! | #DIV/0! | #DIV/0! | #DIV/0! | #DIV/0! | #DIV/0! | #DIV/0! | #DIV/0! | #DIV/0! | #DIV/0! | #DIV/0! | #DIV/0! | #DIV/0! | #DIV/0! | #DIV/0! | #DIV/0! | #DIV/0! | #DIV/0! | #DIV/0! | #DIV/0! | #DIV/0! | #DIV/0! | #DIV/0! | #DIV/0! | #DIV/0! | #DIV/0! | #DIV/0! | #DIV/0! | #DIV/0! | #DIV/0! | #DIV/0! | #DIV/0! | #DIV/0! | #DIV/0!
0 | 0 | 0 | 0 | #DIV/0! | #DIV/0! | #DIV/0! | #DIV/0! | #DIV/0! | #DIV/0! | #DIV/0! | #DIV/0! | #DIV/0! | #DIV/0! | #DIV/0! | #DIV/0! | #DIV/0! | #DIV/0! | #DIV/0! | #DIV/0! | 0 | 0 | #DIV/0! | #DIV/0! | #DIV/0! | #DIV/0! | #DIV/0! | #DIV/0! | #DIV/0! | #DIV/0! | #DIV/0! | #DIV/0! | #DIV/0! | #DIV/0! | #DIV/0! | #DIV/0! | #DIV/0! | #DIV/0! | #DIV/0! | #DIV/0! | #DIV/0! | #DIV/0! | #DIV/0! | #DIV/0! | #DIV/0! | #DIV/0! | #DIV/0! | #DIV/0! | 4 | 2 | 1 | 0 | 0 | 0 | 0 | 0 | #N/A | #N/A | #N/A | #N/A | #N/A | #N/A | #N/A | #N/A | #N/A | #N/A | #N/A | #N/A | #N/A | #N/A | #N/A | #N/A | #DIV/0! | #DIV/0! | #DIV/0! | #DIV/0! | #DIV/0! | #DIV/0! | #DIV/0! | #DIV/0! | #DIV/0! | #DIV/0! | #DIV/0! | #DIV/0! | #DIV/0! | #DIV/0! | #DIV/0! | #DIV/0! | #DIV/0! | #DIV/0! | #DIV/0! | #DIV/0! | #DIV/0! | #DIV/0! | #DIV/0! | #DIV/0! | #DIV/0! | #DIV/0! | #DIV/0! | #DIV/0! | #DIV/0! | #DIV/0! | #DIV/0! | #DIV/0! | #DIV/0! | #DIV/0! | #DIV/0! | #DIV/0!
0 | 0 | 0 | 0 | #DIV/0! | #DIV/0! | #DIV/0! | #DIV/0! | #DIV/0! | #DIV/0! | #DIV/0! | #DIV/0! | #DIV/0! | #DIV/0! | #DIV/0! | #DIV/0! | #DIV/0! | #DIV/0! | #DIV/0! | #DIV/0! | 0 | 0 | #DIV/0! | #DIV/0! | #DIV/0! | #DIV/0! | #DIV/0! | #DIV/0! | #DIV/0! | #DIV/0! | #DIV/0! | #DIV/0! | #DIV/0! | #DIV/0! | #DIV/0! | #DIV/0! | #DIV/0! | #DIV/0! | #DIV/0! | #DIV/0! | #DIV/0! | #DIV/0! | #DIV/0! | #DIV/0! | #DIV/0! | #DIV/0! | #DIV/0! | #DIV/0! | 4 | 2 | 1 | 0 | 0 | 0 | 0 | 0 | #N/A | #N/A | #N/A | #N/A | #N/A | #N/A | #N/A | #N/A | #N/A | #N/A | #N/A | #N/A | #N/A | #N/A | #N/A | #N/A | #DIV/0! | #DIV/0! | #DIV/0! | #DIV/0! | #DIV/0! | #DIV/0! | #DIV/0! | #DIV/0! | #DIV/0! | #DIV/0! | #DIV/0! | #DIV/0! | #DIV/0! | #DIV/0! | #DIV/0! | #DIV/0! | #DIV/0! | #DIV/0! | #DIV/0! | #DIV/0! | #DIV/0! | #DIV/0! | #DIV/0! | #DIV/0! | #DIV/0! | #DIV/0! | #DIV/0! | #DIV/0! | #DIV/0! | #DIV/0! | #DIV/0! | #DIV/0! | #DIV/0! | #DIV/0! | #DIV/0! | #DIV/0!
0 | 0 | 0 | 0 | #DIV/0! | #DIV/0! | #DIV/0! | #DIV/0! | #DIV/0! | #DIV/0! | #DIV/0! | #DIV/0! | #DIV/0! | #DIV/0! | #DIV/0! | #DIV/0! | #DIV/0! | #DIV/0! | #DIV/0! | #DIV/0! | 0 | 0 | #DIV/0! | #DIV/0! | #DIV/0! | #DIV/0! | #DIV/0! | #DIV/0! | #DIV/0! | #DIV/0! | #DIV/0! | #DIV/0! | #DIV/0! | #DIV/0! | #DIV/0! | #DIV/0! | #DIV/0! | #DIV/0! | #DIV/0! | #DIV/0! | #DIV/0! | #DIV/0! | #DIV/0! | #DIV/0! | #DIV/0! | #DIV/0! | #DIV/0! | #DIV/0! | 4 | 2 | 1 | 0 | 0 | 0 | 0 | 0 | #N/A | #N/A | #N/A | #N/A | #N/A | #N/A | #N/A | #N/A | #N/A | #N/A | #N/A | #N/A | #N/A | #N/A | #N/A | #N/A | #DIV/0! | #DIV/0! | #DIV/0! | #DIV/0! | #DIV/0! | #DIV/0! | #DIV/0! | #DIV/0! | #DIV/0! | #DIV/0! | #DIV/0! | #DIV/0! | #DIV/0! | #DIV/0! | #DIV/0! | #DIV/0! | #DIV/0! | #DIV/0! | #DIV/0! | #DIV/0! | #DIV/0! | #DIV/0! | #DIV/0! | #DIV/0! | #DIV/0! | #DIV/0! | #DIV/0! | #DIV/0! | #DIV/0! | #DIV/0! | #DIV/0! | #DIV/0! | #DIV/0! | #DIV/0! | #DIV/0! | #DIV/0!
0 | 0 | 0 | 0 | #DIV/0! | #DIV/0! | #DIV/0! | #DIV/0! | #DIV/0! | #DIV/0! | #DIV/0! | #DIV/0! | #DIV/0! | #DIV/0! | #DIV/0! | #DIV/0! | #DIV/0! | #DIV/0! | #DIV/0! | #DIV/0! | 0 | 0 | #DIV/0! | #DIV/0! | #DIV/0! | #DIV/0! | #DIV/0! | #DIV/0! | #DIV/0! | #DIV/0! | #DIV/0! | #DIV/0! | #DIV/0! | #DIV/0! | #DIV/0! | #DIV/0! | #DIV/0! | #DIV/0! | #DIV/0! | #DIV/0! | #DIV/0! | #DIV/0! | #DIV/0! | #DIV/0! | #DIV/0! | #DIV/0! | #DIV/0! | #DIV/0! | 4 | 2 | 1 | 0 | 0 | 0 | 0 | 0 | #N/A | #N/A | #N/A | #N/A | #N/A | #N/A | #N/A | #N/A | #N/A | #N/A | #N/A | #N/A | #N/A | #N/A | #N/A | #N/A | #DIV/0! | #DIV/0! | #DIV/0! | #DIV/0! | #DIV/0! | #DIV/0! | #DIV/0! | #DIV/0! | #DIV/0! | #DIV/0! | #DIV/0! | #DIV/0! | #DIV/0! | #DIV/0! | #DIV/0! | #DIV/0! | #DIV/0! | #DIV/0! | #DIV/0! | #DIV/0! | #DIV/0! | #DIV/0! | #DIV/0! | #DIV/0! | #DIV/0! | #DIV/0! | #DIV/0! | #DIV/0! | #DIV/0! | #DIV/0! | #DIV/0! | #DIV/0! | #DIV/0! | #DIV/0! | #DIV/0! | #DIV/0!
0 | 0 | 0 | 0 | #DIV/0! | #DIV/0! | #DIV/0! | #DIV/0! | #DIV/0! | #DIV/0! | #DIV/0! | #DIV/0! | #DIV/0! | #DIV/0! | #DIV/0! | #DIV/0! | #DIV/0! | #DIV/0! | #DIV/0! | #DIV/0! | 0 | 0 | #DIV/0! | #DIV/0! | #DIV/0! | #DIV/0! | #DIV/0! | #DIV/0! | #DIV/0! | #DIV/0! | #DIV/0! | #DIV/0! | #DIV/0! | #DIV/0! | #DIV/0! | #DIV/0! | #DIV/0! | #DIV/0! | #DIV/0! | #DIV/0! | #DIV/0! | #DIV/0! | #DIV/0! | #DIV/0! | #DIV/0! | #DIV/0! | #DIV/0! | #DIV/0! | 4 | 2 | 1 | 0 | 0 | 0 | 0 | 0 | #N/A | #N/A | #N/A | #N/A | #N/A | #N/A | #N/A | #N/A | #N/A | #N/A | #N/A | #N/A | #N/A | #N/A | #N/A | #N/A | #DIV/0! | #DIV/0! | #DIV/0! | #DIV/0! | #DIV/0! | #DIV/0! | #DIV/0! | #DIV/0! | #DIV/0! | #DIV/0! | #DIV/0! | #DIV/0! | #DIV/0! | #DIV/0! | #DIV/0! | #DIV/0! | #DIV/0! | #DIV/0! | #DIV/0! | #DIV/0! | #DIV/0! | #DIV/0! | #DIV/0! | #DIV/0! | #DIV/0! | #DIV/0! | #DIV/0! | #DIV/0! | #DIV/0! | #DIV/0! | #DIV/0! | #DIV/0! | #DIV/0! | #DIV/0! | #DIV/0! | #DIV/0!
0 | 0 | 0 | 0 | #DIV/0! | #DIV/0! | #DIV/0! | #DIV/0! | #DIV/0! | #DIV/0! | #DIV/0! | #DIV/0! | #DIV/0! | #DIV/0! | #DIV/0! | #DIV/0! | #DIV/0! | #DIV/0! | #DIV/0! | #DIV/0! | 0 | 0 | #DIV/0! | #DIV/0! | #DIV/0! | #DIV/0! | #DIV/0! | #DIV/0! | #DIV/0! | #DIV/0! | #DIV/0! | #DIV/0! | #DIV/0! | #DIV/0! | #DIV/0! | #DIV/0! | #DIV/0! | #DIV/0! | #DIV/0! | #DIV/0! | #DIV/0! | #DIV/0! | #DIV/0! | #DIV/0! | #DIV/0! | #DIV/0! | #DIV/0! | #DIV/0! | 4 | 2 | 1 | 0 | 0 | 0 | 0 | 0 | #N/A | #N/A | #N/A | #N/A | #N/A | #N/A | #N/A | #N/A | #N/A | #N/A | #N/A | #N/A | #N/A | #N/A | #N/A | #N/A | #DIV/0! | #DIV/0! | #DIV/0! | #DIV/0! | #DIV/0! | #DIV/0! | #DIV/0! | #DIV/0! | #DIV/0! | #DIV/0! | #DIV/0! | #DIV/0! | #DIV/0! | #DIV/0! | #DIV/0! | #DIV/0! | #DIV/0! | #DIV/0! | #DIV/0! | #DIV/0! | #DIV/0! | #DIV/0! | #DIV/0! | #DIV/0! | #DIV/0! | #DIV/0! | #DIV/0! | #DIV/0! | #DIV/0! | #DIV/0! | #DIV/0! | #DIV/0! | #DIV/0! | #DIV/0! | #DIV/0! | #DIV/0!
0 | 0 | 0 | 0 | #DIV/0! | #DIV/0! | #DIV/0! | #DIV/0! | #DIV/0! | #DIV/0! | #DIV/0! | #DIV/0! | #DIV/0! | #DIV/0! | #DIV/0! | #DIV/0! | #DIV/0! | #DIV/0! | #DIV/0! | #DIV/0! | 0 | 0 | #DIV/0! | #DIV/0! | #DIV/0! | #DIV/0! | #DIV/0! | #DIV/0! | #DIV/0! | #DIV/0! | #DIV/0! | #DIV/0! | #DIV/0! | #DIV/0! | #DIV/0! | #DIV/0! | #DIV/0! | #DIV/0! | #DIV/0! | #DIV/0! | #DIV/0! | #DIV/0! | #DIV/0! | #DIV/0! | #DIV/0! | #DIV/0! | #DIV/0! | #DIV/0! | 4 | 2 | 1 | 0 | 0 | 0 | 0 | 0 | #N/A | #N/A | #N/A | #N/A | #N/A | #N/A | #N/A | #N/A | #N/A | #N/A | #N/A | #N/A | #N/A | #N/A | #N/A | #N/A | #DIV/0! | #DIV/0! | #DIV/0! | #DIV/0! | #DIV/0! | #DIV/0! | #DIV/0! | #DIV/0! | #DIV/0! | #DIV/0! | #DIV/0! | #DIV/0! | #DIV/0! | #DIV/0! | #DIV/0! | #DIV/0! | #DIV/0! | #DIV/0! | #DIV/0! | #DIV/0! | #DIV/0! | #DIV/0! | #DIV/0! | #DIV/0! | #DIV/0! | #DIV/0! | #DIV/0! | #DIV/0! | #DIV/0! | #DIV/0! | #DIV/0! | #DIV/0! | #DIV/0! | #DIV/0! | #DIV/0! | #DIV/0!
0 | 0 | 0 | 0 | #DIV/0! | #DIV/0! | #DIV/0! | #DIV/0! | #DIV/0! | #DIV/0! | #DIV/0! | #DIV/0! | #DIV/0! | #DIV/0! | #DIV/0! | #DIV/0! | #DIV/0! | #DIV/0! | #DIV/0! | #DIV/0! | 0 | 0 | #DIV/0! | #DIV/0! | #DIV/0! | #DIV/0! | #DIV/0! | #DIV/0! | #DIV/0! | #DIV/0! | #DIV/0! | #DIV/0! | #DIV/0! | #DIV/0! | #DIV/0! | #DIV/0! | #DIV/0! | #DIV/0! | #DIV/0! | #DIV/0! | #DIV/0! | #DIV/0! | #DIV/0! | #DIV/0! | #DIV/0! | #DIV/0! | #DIV/0! | #DIV/0! | 4 | 2 | 1 | 0 | 0 | 0 | 0 | 0 | #N/A | #N/A | #N/A | #N/A | #N/A | #N/A | #N/A | #N/A | #N/A | #N/A | #N/A | #N/A | #N/A | #N/A | #N/A | #N/A | #DIV/0! | #DIV/0! | #DIV/0! | #DIV/0! | #DIV/0! | #DIV/0! | #DIV/0! | #DIV/0! | #DIV/0! | #DIV/0! | #DIV/0! | #DIV/0! | #DIV/0! | #DIV/0! | #DIV/0! | #DIV/0! | #DIV/0! | #DIV/0! | #DIV/0! | #DIV/0! | #DIV/0! | #DIV/0! | #DIV/0! | #DIV/0! | #DIV/0! | #DIV/0! | #DIV/0! | #DIV/0! | #DIV/0! | #DIV/0! | #DIV/0! | #DIV/0! | #DIV/0! | #DIV/0! | #DIV/0! | #DIV/0!
0 | 0 | 0 | 0 | #DIV/0! | #DIV/0! | #DIV/0! | #DIV/0! | #DIV/0! | #DIV/0! | #DIV/0! | #DIV/0! | #DIV/0! | #DIV/0! | #DIV/0! | #DIV/0! | #DIV/0! | #DIV/0! | #DIV/0! | #DIV/0! | 0 | 0 | #DIV/0! | #DIV/0! | #DIV/0! | #DIV/0! | #DIV/0! | #DIV/0! | #DIV/0! | #DIV/0! | #DIV/0! | #DIV/0! | #DIV/0! | #DIV/0! | #DIV/0! | #DIV/0! | #DIV/0! | #DIV/0! | #DIV/0! | #DIV/0! | #DIV/0! | #DIV/0! | #DIV/0! | #DIV/0! | #DIV/0! | #DIV/0! | #DIV/0! | #DIV/0! | 4 | 2 | 1 | 0 | 0 | 0 | 0 | 0 | #N/A | #N/A | #N/A | #N/A | #N/A | #N/A | #N/A | #N/A | #N/A | #N/A | #N/A | #N/A | #N/A | #N/A | #N/A | #N/A | #DIV/0! | #DIV/0! | #DIV/0! | #DIV/0! | #DIV/0! | #DIV/0! | #DIV/0! | #DIV/0! | #DIV/0! | #DIV/0! | #DIV/0! | #DIV/0! | #DIV/0! | #DIV/0! | #DIV/0! | #DIV/0! | #DIV/0! | #DIV/0! | #DIV/0! | #DIV/0! | #DIV/0! | #DIV/0! | #DIV/0! | #DIV/0! | #DIV/0! | #DIV/0! | #DIV/0! | #DIV/0! | #DIV/0! | #DIV/0! | #DIV/0! | #DIV/0! | #DIV/0! | #DIV/0! | #DIV/0! | #DIV/0!
0 | 0 | 0 | 0 | #DIV/0! | #DIV/0! | #DIV/0! | #DIV/0! | #DIV/0! | #DIV/0! | #DIV/0! | #DIV/0! | #DIV/0! | #DIV/0! | #DIV/0! | #DIV/0! | #DIV/0! | #DIV/0! | #DIV/0! | #DIV/0! | 0 | 0 | #DIV/0! | #DIV/0! | #DIV/0! | #DIV/0! | #DIV/0! | #DIV/0! | #DIV/0! | #DIV/0! | #DIV/0! | #DIV/0! | #DIV/0! | #DIV/0! | #DIV/0! | #DIV/0! | #DIV/0! | #DIV/0! | #DIV/0! | #DIV/0! | #DIV/0! | #DIV/0! | #DIV/0! | #DIV/0! | #DIV/0! | #DIV/0! | #DIV/0! | #DIV/0! | 4 | 2 | 1 | 0 | 0 | 0 | 0 | 0 | #N/A | #N/A | #N/A | #N/A | #N/A | #N/A | #N/A | #N/A | #N/A | #N/A | #N/A | #N/A | #N/A | #N/A | #N/A | #N/A | #DIV/0! | #DIV/0! | #DIV/0! | #DIV/0! | #DIV/0! | #DIV/0! | #DIV/0! | #DIV/0! | #DIV/0! | #DIV/0! | #DIV/0! | #DIV/0! | #DIV/0! | #DIV/0! | #DIV/0! | #DIV/0! | #DIV/0! | #DIV/0! | #DIV/0! | #DIV/0! | #DIV/0! | #DIV/0! | #DIV/0! | #DIV/0! | #DIV/0! | #DIV/0! | #DIV/0! | #DIV/0! | #DIV/0! | #DIV/0! | #DIV/0! | #DIV/0! | #DIV/0! | #DIV/0! | #DIV/0! | #DIV/0!
0 | 0 | 0 | 0 | #DIV/0! | #DIV/0! | #DIV/0! | #DIV/0! | #DIV/0! | #DIV/0! | #DIV/0! | #DIV/0! | #DIV/0! | #DIV/0! | #DIV/0! | #DIV/0! | #DIV/0! | #DIV/0! | #DIV/0! | #DIV/0! | 0 | 0 | #DIV/0! | #DIV/0! | #DIV/0! | #DIV/0! | #DIV/0! | #DIV/0! | #DIV/0! | #DIV/0! | #DIV/0! | #DIV/0! | #DIV/0! | #DIV/0! | #DIV/0! | #DIV/0! | #DIV/0! | #DIV/0! | #DIV/0! | #DIV/0! | #DIV/0! | #DIV/0! | #DIV/0! | #DIV/0! | #DIV/0! | #DIV/0! | #DIV/0! | #DIV/0! | 4 | 2 | 1 | 0 | 0 | 0 | 0 | 0 | #N/A | #N/A | #N/A | #N/A | #N/A | #N/A | #N/A | #N/A | #N/A | #N/A | #N/A | #N/A | #N/A | #N/A | #N/A | #N/A | #DIV/0! | #DIV/0! | #DIV/0! | #DIV/0! | #DIV/0! | #DIV/0! | #DIV/0! | #DIV/0! | #DIV/0! | #DIV/0! | #DIV/0! | #DIV/0! | #DIV/0! | #DIV/0! | #DIV/0! | #DIV/0! | #DIV/0! | #DIV/0! | #DIV/0! | #DIV/0! | #DIV/0! | #DIV/0! | #DIV/0! | #DIV/0! | #DIV/0! | #DIV/0! | #DIV/0! | #DIV/0! | #DIV/0! | #DIV/0! | #DIV/0! | #DIV/0! | #DIV/0! | #DIV/0! | #DIV/0! | #DIV/0!
0 | 0 | 0 | 0 | #DIV/0! | #DIV/0! | #DIV/0! | #DIV/0! | #DIV/0! | #DIV/0! | #DIV/0! | #DIV/0! | #DIV/0! | #DIV/0! | #DIV/0! | #DIV/0! | #DIV/0! | #DIV/0! | #DIV/0! | #DIV/0! | 0 | 0 | #DIV/0! | #DIV/0! | #DIV/0! | #DIV/0! | #DIV/0! | #DIV/0! | #DIV/0! | #DIV/0! | #DIV/0! | #DIV/0! | #DIV/0! | #DIV/0! | #DIV/0! | #DIV/0! | #DIV/0! | #DIV/0! | #DIV/0! | #DIV/0! | #DIV/0! | #DIV/0! | #DIV/0! | #DIV/0! | #DIV/0! | #DIV/0! | #DIV/0! | #DIV/0! | 4 | 2 | 1 | 0 | 0 | 0 | 0 | 0 | #N/A | #N/A | #N/A | #N/A | #N/A | #N/A | #N/A | #N/A | #N/A | #N/A | #N/A | #N/A | #N/A | #N/A | #N/A | #N/A | #DIV/0! | #DIV/0! | #DIV/0! | #DIV/0! | #DIV/0! | #DIV/0! | #DIV/0! | #DIV/0! | #DIV/0! | #DIV/0! | #DIV/0! | #DIV/0! | #DIV/0! | #DIV/0! | #DIV/0! | #DIV/0! | #DIV/0! | #DIV/0! | #DIV/0! | #DIV/0! | #DIV/0! | #DIV/0! | #DIV/0! | #DIV/0! | #DIV/0! | #DIV/0! | #DIV/0! | #DIV/0! | #DIV/0! | #DIV/0! | #DIV/0! | #DIV/0! | #DIV/0! | #DIV/0! | #DIV/0! | #DIV/0!
0 | 0 | 0 | 0 | #DIV/0! | #DIV/0! | #DIV/0! | #DIV/0! | #DIV/0! | #DIV/0! | #DIV/0! | #DIV/0! | #DIV/0! | #DIV/0! | #DIV/0! | #DIV/0! | #DIV/0! | #DIV/0! | #DIV/0! | #DIV/0! | 0 | 0 | #DIV/0! | #DIV/0! | #DIV/0! | #DIV/0! | #DIV/0! | #DIV/0! | #DIV/0! | #DIV/0! | #DIV/0! | #DIV/0! | #DIV/0! | #DIV/0! | #DIV/0! | #DIV/0! | #DIV/0! | #DIV/0! | #DIV/0! | #DIV/0! | #DIV/0! | #DIV/0! | #DIV/0! | #DIV/0! | #DIV/0! | #DIV/0! | #DIV/0! | #DIV/0! | 4 | 2 | 1 | 0 | 0 | 0 | 0 | 0 | #N/A | #N/A | #N/A | #N/A | #N/A | #N/A | #N/A | #N/A | #N/A | #N/A | #N/A | #N/A | #N/A | #N/A | #N/A | #N/A | #DIV/0! | #DIV/0! | #DIV/0! | #DIV/0! | #DIV/0! | #DIV/0! | #DIV/0! | #DIV/0! | #DIV/0! | #DIV/0! | #DIV/0! | #DIV/0! | #DIV/0! | #DIV/0! | #DIV/0! | #DIV/0! | #DIV/0! | #DIV/0! | #DIV/0! | #DIV/0! | #DIV/0! | #DIV/0! | #DIV/0! | #DIV/0! | #DIV/0! | #DIV/0! | #DIV/0! | #DIV/0! | #DIV/0! | #DIV/0! | #DIV/0! | #DIV/0! | #DIV/0! | #DIV/0! | #DIV/0! | #DIV/0!
0 | 0 | 0 | 0 | #DIV/0! | #DIV/0! | #DIV/0! | #DIV/0! | #DIV/0! | #DIV/0! | #DIV/0! | #DIV/0! | #DIV/0! | #DIV/0! | #DIV/0! | #DIV/0! | #DIV/0! | #DIV/0! | #DIV/0! | #DIV/0! | 0 | 0 | #DIV/0! | #DIV/0! | #DIV/0! | #DIV/0! | #DIV/0! | #DIV/0! | #DIV/0! | #DIV/0! | #DIV/0! | #DIV/0! | #DIV/0! | #DIV/0! | #DIV/0! | #DIV/0! | #DIV/0! | #DIV/0! | #DIV/0! | #DIV/0! | #DIV/0! | #DIV/0! | #DIV/0! | #DIV/0! | #DIV/0! | #DIV/0! | #DIV/0! | #DIV/0! | 4 | 2 | 1 | 0 | 0 | 0 | 0 | 0 | #N/A | #N/A | #N/A | #N/A | #N/A | #N/A | #N/A | #N/A | #N/A | #N/A | #N/A | #N/A | #N/A | #N/A | #N/A | #N/A | #DIV/0! | #DIV/0! | #DIV/0! | #DIV/0! | #DIV/0! | #DIV/0! | #DIV/0! | #DIV/0! | #DIV/0! | #DIV/0! | #DIV/0! | #DIV/0! | #DIV/0! | #DIV/0! | #DIV/0! | #DIV/0! | #DIV/0! | #DIV/0! | #DIV/0! | #DIV/0! | #DIV/0! | #DIV/0! | #DIV/0! | #DIV/0! | #DIV/0! | #DIV/0! | #DIV/0! | #DIV/0! | #DIV/0! | #DIV/0! | #DIV/0! | #DIV/0! | #DIV/0! | #DIV/0! | #DIV/0! | #DIV/0!
0 | 0 | 0 | 0 | #DIV/0! | #DIV/0! | #DIV/0! | #DIV/0! | #DIV/0! | #DIV/0! | #DIV/0! | #DIV/0! | #DIV/0! | #DIV/0! | #DIV/0! | #DIV/0! | #DIV/0! | #DIV/0! | #DIV/0! | #DIV/0! | 0 | 0 | #DIV/0! | #DIV/0! | #DIV/0! | #DIV/0! | #DIV/0! | #DIV/0! | #DIV/0! | #DIV/0! | #DIV/0! | #DIV/0! | #DIV/0! | #DIV/0! | #DIV/0! | #DIV/0! | #DIV/0! | #DIV/0! | #DIV/0! | #DIV/0! | #DIV/0! | #DIV/0! | #DIV/0! | #DIV/0! | #DIV/0! | #DIV/0! | #DIV/0! | #DIV/0! | 4 | 2 | 1 | 0 | 0 | 0 | 0 | 0 | #N/A | #N/A | #N/A | #N/A | #N/A | #N/A | #N/A | #N/A | #N/A | #N/A | #N/A | #N/A | #N/A | #N/A | #N/A | #N/A | #DIV/0! | #DIV/0! | #DIV/0! | #DIV/0! | #DIV/0! | #DIV/0! | #DIV/0! | #DIV/0! | #DIV/0! | #DIV/0! | #DIV/0! | #DIV/0! | #DIV/0! | #DIV/0! | #DIV/0! | #DIV/0! | #DIV/0! | #DIV/0! | #DIV/0! | #DIV/0! | #DIV/0! | #DIV/0! | #DIV/0! | #DIV/0! | #DIV/0! | #DIV/0! | #DIV/0! | #DIV/0! | #DIV/0! | #DIV/0! | #DIV/0! | #DIV/0! | #DIV/0! | #DIV/0! | #DIV/0! | #DIV/0!
0 | 0 | 0 | 0 | #DIV/0! | #DIV/0! | #DIV/0! | #DIV/0! | #DIV/0! | #DIV/0! | #DIV/0! | #DIV/0! | #DIV/0! | #DIV/0! | #DIV/0! | #DIV/0! | #DIV/0! | #DIV/0! | #DIV/0! | #DIV/0! | 0 | 0 | #DIV/0! | #DIV/0! | #DIV/0! | #DIV/0! | #DIV/0! | #DIV/0! | #DIV/0! | #DIV/0! | #DIV/0! | #DIV/0! | #DIV/0! | #DIV/0! | #DIV/0! | #DIV/0! | #DIV/0! | #DIV/0! | #DIV/0! | #DIV/0! | #DIV/0! | #DIV/0! | #DIV/0! | #DIV/0! | #DIV/0! | #DIV/0! | #DIV/0! | #DIV/0! | 4 | 2 | 1 | 0 | 0 | 0 | 0 | 0 | #N/A | #N/A | #N/A | #N/A | #N/A | #N/A | #N/A | #N/A | #N/A | #N/A | #N/A | #N/A | #N/A | #N/A | #N/A | #N/A | #DIV/0! | #DIV/0! | #DIV/0! | #DIV/0! | #DIV/0! | #DIV/0! | #DIV/0! | #DIV/0! | #DIV/0! | #DIV/0! | #DIV/0! | #DIV/0! | #DIV/0! | #DIV/0! | #DIV/0! | #DIV/0! | #DIV/0! | #DIV/0! | #DIV/0! | #DIV/0! | #DIV/0! | #DIV/0! | #DIV/0! | #DIV/0! | #DIV/0! | #DIV/0! | #DIV/0! | #DIV/0! | #DIV/0! | #DIV/0! | #DIV/0! | #DIV/0! | #DIV/0! | #DIV/0! | #DIV/0! | #DIV/0!
0 | 0 | 0 | 0 | #DIV/0! | #DIV/0! | #DIV/0! | #DIV/0! | #DIV/0! | #DIV/0! | #DIV/0! | #DIV/0! | #DIV/0! | #DIV/0! | #DIV/0! | #DIV/0! | #DIV/0! | #DIV/0! | #DIV/0! | #DIV/0! | 0 | 0 | #DIV/0! | #DIV/0! | #DIV/0! | #DIV/0! | #DIV/0! | #DIV/0! | #DIV/0! | #DIV/0! | #DIV/0! | #DIV/0! | #DIV/0! | #DIV/0! | #DIV/0! | #DIV/0! | #DIV/0! | #DIV/0! | #DIV/0! | #DIV/0! | #DIV/0! | #DIV/0! | #DIV/0! | #DIV/0! | #DIV/0! | #DIV/0! | #DIV/0! | #DIV/0! | 4 | 2 | 1 | 0 | 0 | 0 | 0 | 0 | #N/A | #N/A | #N/A | #N/A | #N/A | #N/A | #N/A | #N/A | #N/A | #N/A | #N/A | #N/A | #N/A | #N/A | #N/A | #N/A | #DIV/0! | #DIV/0! | #DIV/0! | #DIV/0! | #DIV/0! | #DIV/0! | #DIV/0! | #DIV/0! | #DIV/0! | #DIV/0! | #DIV/0! | #DIV/0! | #DIV/0! | #DIV/0! | #DIV/0! | #DIV/0! | #DIV/0! | #DIV/0! | #DIV/0! | #DIV/0! | #DIV/0! | #DIV/0! | #DIV/0! | #DIV/0! | #DIV/0! | #DIV/0! | #DIV/0! | #DIV/0! | #DIV/0! | #DIV/0! | #DIV/0! | #DIV/0! | #DIV/0! | #DIV/0! | #DIV/0! | #DIV/0!
0 | 0 | 0 | 0 | #DIV/0! | #DIV/0! | #DIV/0! | #DIV/0! | #DIV/0! | #DIV/0! | #DIV/0! | #DIV/0! | #DIV/0! | #DIV/0! | #DIV/0! | #DIV/0! | #DIV/0! | #DIV/0! | #DIV/0! | #DIV/0! | 0 | 0 | #DIV/0! | #DIV/0! | #DIV/0! | #DIV/0! | #DIV/0! | #DIV/0! | #DIV/0! | #DIV/0! | #DIV/0! | #DIV/0! | #DIV/0! | #DIV/0! | #DIV/0! | #DIV/0! | #DIV/0! | #DIV/0! | #DIV/0! | #DIV/0! | #DIV/0! | #DIV/0! | #DIV/0! | #DIV/0! | #DIV/0! | #DIV/0! | #DIV/0! | #DIV/0! | 4 | 2 | 1 | 0 | 0 | 0 | 0 | 0 | #N/A | #N/A | #N/A | #N/A | #N/A | #N/A | #N/A | #N/A | #N/A | #N/A | #N/A | #N/A | #N/A | #N/A | #N/A | #N/A | #DIV/0! | #DIV/0! | #DIV/0! | #DIV/0! | #DIV/0! | #DIV/0! | #DIV/0! | #DIV/0! | #DIV/0! | #DIV/0! | #DIV/0! | #DIV/0! | #DIV/0! | #DIV/0! | #DIV/0! | #DIV/0! | #DIV/0! | #DIV/0! | #DIV/0! | #DIV/0! | #DIV/0! | #DIV/0! | #DIV/0! | #DIV/0! | #DIV/0! | #DIV/0! | #DIV/0! | #DIV/0! | #DIV/0! | #DIV/0! | #DIV/0! | #DIV/0! | #DIV/0! | #DIV/0! | #DIV/0! | #DIV/0!
0 | 0 | 0 | 0 | #DIV/0! | #DIV/0! | #DIV/0! | #DIV/0! | #DIV/0! | #DIV/0! | #DIV/0! | #DIV/0! | #DIV/0! | #DIV/0! | #DIV/0! | #DIV/0! | #DIV/0! | #DIV/0! | #DIV/0! | #DIV/0! | 0 | 0 | #DIV/0! | #DIV/0! | #DIV/0! | #DIV/0! | #DIV/0! | #DIV/0! | #DIV/0! | #DIV/0! | #DIV/0! | #DIV/0! | #DIV/0! | #DIV/0! | #DIV/0! | #DIV/0! | #DIV/0! | #DIV/0! | #DIV/0! | #DIV/0! | #DIV/0! | #DIV/0! | #DIV/0! | #DIV/0! | #DIV/0! | #DIV/0! | #DIV/0! | #DIV/0! | 4 | 2 | 1 | 0 | 0 | 0 | 0 | 0 | #N/A | #N/A | #N/A | #N/A | #N/A | #N/A | #N/A | #N/A | #N/A | #N/A | #N/A | #N/A | #N/A | #N/A | #N/A | #N/A | #DIV/0! | #DIV/0! | #DIV/0! | #DIV/0! | #DIV/0! | #DIV/0! | #DIV/0! | #DIV/0! | #DIV/0! | #DIV/0! | #DIV/0! | #DIV/0! | #DIV/0! | #DIV/0! | #DIV/0! | #DIV/0! | #DIV/0! | #DIV/0! | #DIV/0! | #DIV/0! | #DIV/0! | #DIV/0! | #DIV/0! | #DIV/0! | #DIV/0! | #DIV/0! | #DIV/0! | #DIV/0! | #DIV/0! | #DIV/0! | #DIV/0! | #DIV/0! | #DIV/0! | #DIV/0! | #DIV/0! | #DIV/0!
0 | 0 | 0 | 0 | #DIV/0! | #DIV/0! | #DIV/0! | #DIV/0! | #DIV/0! | #DIV/0! | #DIV/0! | #DIV/0! | #DIV/0! | #DIV/0! | #DIV/0! | #DIV/0! | #DIV/0! | #DIV/0! | #DIV/0! | #DIV/0! | 0 | 0 | #DIV/0! | #DIV/0! | #DIV/0! | #DIV/0! | #DIV/0! | #DIV/0! | #DIV/0! | #DIV/0! | #DIV/0! | #DIV/0! | #DIV/0! | #DIV/0! | #DIV/0! | #DIV/0! | #DIV/0! | #DIV/0! | #DIV/0! | #DIV/0! | #DIV/0! | #DIV/0! | #DIV/0! | #DIV/0! | #DIV/0! | #DIV/0! | #DIV/0! | #DIV/0! | 4 | 2 | 1 | 0 | 0 | 0 | 0 | 0 | #N/A | #N/A | #N/A | #N/A | #N/A | #N/A | #N/A | #N/A | #N/A | #N/A | #N/A | #N/A | #N/A | #N/A | #N/A | #N/A | #DIV/0! | #DIV/0! | #DIV/0! | #DIV/0! | #DIV/0! | #DIV/0! | #DIV/0! | #DIV/0! | #DIV/0! | #DIV/0! | #DIV/0! | #DIV/0! | #DIV/0! | #DIV/0! | #DIV/0! | #DIV/0! | #DIV/0! | #DIV/0! | #DIV/0! | #DIV/0! | #DIV/0! | #DIV/0! | #DIV/0! | #DIV/0! | #DIV/0! | #DIV/0! | #DIV/0! | #DIV/0! | #DIV/0! | #DIV/0! | #DIV/0! | #DIV/0! | #DIV/0! | #DIV/0! | #DIV/0! | #DIV/0!
0 | 0 | 0 | 0 | #DIV/0! | #DIV/0! | #DIV/0! | #DIV/0! | #DIV/0! | #DIV/0! | #DIV/0! | #DIV/0! | #DIV/0! | #DIV/0! | #DIV/0! | #DIV/0! | #DIV/0! | #DIV/0! | #DIV/0! | #DIV/0! | 0 | 0 | #DIV/0! | #DIV/0! | #DIV/0! | #DIV/0! | #DIV/0! | #DIV/0! | #DIV/0! | #DIV/0! | #DIV/0! | #DIV/0! | #DIV/0! | #DIV/0! | #DIV/0! | #DIV/0! | #DIV/0! | #DIV/0! | #DIV/0! | #DIV/0! | #DIV/0! | #DIV/0! | #DIV/0! | #DIV/0! | #DIV/0! | #DIV/0! | #DIV/0! | #DIV/0! | 4 | 2 | 1 | 0 | 0 | 0 | 0 | 0 | #N/A | #N/A | #N/A | #N/A | #N/A | #N/A | #N/A | #N/A | #N/A | #N/A | #N/A | #N/A | #N/A | #N/A | #N/A | #N/A | #DIV/0! | #DIV/0! | #DIV/0! | #DIV/0! | #DIV/0! | #DIV/0! | #DIV/0! | #DIV/0! | #DIV/0! | #DIV/0! | #DIV/0! | #DIV/0! | #DIV/0! | #DIV/0! | #DIV/0! | #DIV/0! | #DIV/0! | #DIV/0! | #DIV/0! | #DIV/0! | #DIV/0! | #DIV/0! | #DIV/0! | #DIV/0! | #DIV/0! | #DIV/0! | #DIV/0! | #DIV/0! | #DIV/0! | #DIV/0! | #DIV/0! | #DIV/0! | #DIV/0! | #DIV/0! | #DIV/0! | #DIV/0!
0 | 0 | 0 | 0 | #DIV/0! | #DIV/0! | #DIV/0! | #DIV/0! | #DIV/0! | #DIV/0! | #DIV/0! | #DIV/0! | #DIV/0! | #DIV/0! | #DIV/0! | #DIV/0! | #DIV/0! | #DIV/0! | #DIV/0! | #DIV/0! | 0 | 0 | #DIV/0! | #DIV/0! | #DIV/0! | #DIV/0! | #DIV/0! | #DIV/0! | #DIV/0! | #DIV/0! | #DIV/0! | #DIV/0! | #DIV/0! | #DIV/0! | #DIV/0! | #DIV/0! | #DIV/0! | #DIV/0! | #DIV/0! | #DIV/0! | #DIV/0! | #DIV/0! | #DIV/0! | #DIV/0! | #DIV/0! | #DIV/0! | #DIV/0! | #DIV/0! | 4 | 2 | 1 | 0 | 0 | 0 | 0 | 0 | #N/A | #N/A | #N/A | #N/A | #N/A | #N/A | #N/A | #N/A | #N/A | #N/A | #N/A | #N/A | #N/A | #N/A | #N/A | #N/A | #DIV/0! | #DIV/0! | #DIV/0! | #DIV/0! | #DIV/0! | #DIV/0! | #DIV/0! | #DIV/0! | #DIV/0! | #DIV/0! | #DIV/0! | #DIV/0! | #DIV/0! | #DIV/0! | #DIV/0! | #DIV/0! | #DIV/0! | #DIV/0! | #DIV/0! | #DIV/0! | #DIV/0! | #DIV/0! | #DIV/0! | #DIV/0! | #DIV/0! | #DIV/0! | #DIV/0! | #DIV/0! | #DIV/0! | #DIV/0! | #DIV/0! | #DIV/0! | #DIV/0! | #DIV/0! | #DIV/0! | #DIV/0!
0 | 0 | 0 | 0 | #DIV/0! | #DIV/0! | #DIV/0! | #DIV/0! | #DIV/0! | #DIV/0! | #DIV/0! | #DIV/0! | #DIV/0! | #DIV/0! | #DIV/0! | #DIV/0! | #DIV/0! | #DIV/0! | #DIV/0! | #DIV/0! | 0 | 0 | #DIV/0! | #DIV/0! | #DIV/0! | #DIV/0! | #DIV/0! | #DIV/0! | #DIV/0! | #DIV/0! | #DIV/0! | #DIV/0! | #DIV/0! | #DIV/0! | #DIV/0! | #DIV/0! | #DIV/0! | #DIV/0! | #DIV/0! | #DIV/0! | #DIV/0! | #DIV/0! | #DIV/0! | #DIV/0! | #DIV/0! | #DIV/0! | #DIV/0! | #DIV/0! | 4 | 2 | 1 | 0 | 0 | 0 | 0 | 0 | #N/A | #N/A | #N/A | #N/A | #N/A | #N/A | #N/A | #N/A | #N/A | #N/A | #N/A | #N/A | #N/A | #N/A | #N/A | #N/A | #DIV/0! | #DIV/0! | #DIV/0! | #DIV/0! | #DIV/0! | #DIV/0! | #DIV/0! | #DIV/0! | #DIV/0! | #DIV/0! | #DIV/0! | #DIV/0! | #DIV/0! | #DIV/0! | #DIV/0! | #DIV/0! | #DIV/0! | #DIV/0! | #DIV/0! | #DIV/0! | #DIV/0! | #DIV/0! | #DIV/0! | #DIV/0! | #DIV/0! | #DIV/0! | #DIV/0! | #DIV/0! | #DIV/0! | #DIV/0! | #DIV/0! | #DIV/0! | #DIV/0! | #DIV/0! | #DIV/0! | #DIV/0!
0 | 0 | 0 | 0 | #DIV/0! | #DIV/0! | #DIV/0! | #DIV/0! | #DIV/0! | #DIV/0! | #DIV/0! | #DIV/0! | #DIV/0! | #DIV/0! | #DIV/0! | #DIV/0! | #DIV/0! | #DIV/0! | #DIV/0! | #DIV/0! | 0 | 0 | #DIV/0! | #DIV/0! | #DIV/0! | #DIV/0! | #DIV/0! | #DIV/0! | #DIV/0! | #DIV/0! | #DIV/0! | #DIV/0! | #DIV/0! | #DIV/0! | #DIV/0! | #DIV/0! | #DIV/0! | #DIV/0! | #DIV/0! | #DIV/0! | #DIV/0! | #DIV/0! | #DIV/0! | #DIV/0! | #DIV/0! | #DIV/0! | #DIV/0! | #DIV/0! | 4 | 2 | 1 | 0 | 0 | 0 | 0 | 0 | #N/A | #N/A | #N/A | #N/A | #N/A | #N/A | #N/A | #N/A | #N/A | #N/A | #N/A | #N/A | #N/A | #N/A | #N/A | #N/A | #DIV/0! | #DIV/0! | #DIV/0! | #DIV/0! | #DIV/0! | #DIV/0! | #DIV/0! | #DIV/0! | #DIV/0! | #DIV/0! | #DIV/0! | #DIV/0! | #DIV/0! | #DIV/0! | #DIV/0! | #DIV/0! | #DIV/0! | #DIV/0! | #DIV/0! | #DIV/0! | #DIV/0! | #DIV/0! | #DIV/0! | #DIV/0! | #DIV/0! | #DIV/0! | #DIV/0! | #DIV/0! | #DIV/0! | #DIV/0! | #DIV/0! | #DIV/0! | #DIV/0! | #DIV/0! | #DIV/0! | #DIV/0!
0 | 0 | 0 | 0 | #DIV/0! | #DIV/0! | #DIV/0! | #DIV/0! | #DIV/0! | #DIV/0! | #DIV/0! | #DIV/0! | #DIV/0! | #DIV/0! | #DIV/0! | #DIV/0! | #DIV/0! | #DIV/0! | #DIV/0! | #DIV/0! | 0 | 0 | #DIV/0! | #DIV/0! | #DIV/0! | #DIV/0! | #DIV/0! | #DIV/0! | #DIV/0! | #DIV/0! | #DIV/0! | #DIV/0! | #DIV/0! | #DIV/0! | #DIV/0! | #DIV/0! | #DIV/0! | #DIV/0! | #DIV/0! | #DIV/0! | #DIV/0! | #DIV/0! | #DIV/0! | #DIV/0! | #DIV/0! | #DIV/0! | #DIV/0! | #DIV/0! | 4 | 2 | 1 | 0 | 0 | 0 | 0 | 0 | #N/A | #N/A | #N/A | #N/A | #N/A | #N/A | #N/A | #N/A | #N/A | #N/A | #N/A | #N/A | #N/A | #N/A | #N/A | #N/A | #DIV/0! | #DIV/0! | #DIV/0! | #DIV/0! | #DIV/0! | #DIV/0! | #DIV/0! | #DIV/0! | #DIV/0! | #DIV/0! | #DIV/0! | #DIV/0! | #DIV/0! | #DIV/0! | #DIV/0! | #DIV/0! | #DIV/0! | #DIV/0! | #DIV/0! | #DIV/0! | #DIV/0! | #DIV/0! | #DIV/0! | #DIV/0! | #DIV/0! | #DIV/0! | #DIV/0! | #DIV/0! | #DIV/0! | #DIV/0! | #DIV/0! | #DIV/0! | #DIV/0! | #DIV/0! | #DIV/0! | #DIV/0!
0 | 0 | 0 | 0 | #DIV/0! | #DIV/0! | #DIV/0! | #DIV/0! | #DIV/0! | #DIV/0! | #DIV/0! | #DIV/0! | #DIV/0! | #DIV/0! | #DIV/0! | #DIV/0! | #DIV/0! | #DIV/0! | #DIV/0! | #DIV/0! | 0 | 0 | #DIV/0! | #DIV/0! | #DIV/0! | #DIV/0! | #DIV/0! | #DIV/0! | #DIV/0! | #DIV/0! | #DIV/0! | #DIV/0! | #DIV/0! | #DIV/0! | #DIV/0! | #DIV/0! | #DIV/0! | #DIV/0! | #DIV/0! | #DIV/0! | #DIV/0! | #DIV/0! | #DIV/0! | #DIV/0! | #DIV/0! | #DIV/0! | #DIV/0! | #DIV/0! | 4 | 2 | 1 | 0 | 0 | 0 | 0 | 0 | #N/A | #N/A | #N/A | #N/A | #N/A | #N/A | #N/A | #N/A | #N/A | #N/A | #N/A | #N/A | #N/A | #N/A | #N/A | #N/A | #DIV/0! | #DIV/0! | #DIV/0! | #DIV/0! | #DIV/0! | #DIV/0! | #DIV/0! | #DIV/0! | #DIV/0! | #DIV/0! | #DIV/0! | #DIV/0! | #DIV/0! | #DIV/0! | #DIV/0! | #DIV/0! | #DIV/0! | #DIV/0! | #DIV/0! | #DIV/0! | #DIV/0! | #DIV/0! | #DIV/0! | #DIV/0! | #DIV/0! | #DIV/0! | #DIV/0! | #DIV/0! | #DIV/0! | #DIV/0! | #DIV/0! | #DIV/0! | #DIV/0! | #DIV/0! | #DIV/0! | #DIV/0!
0 | 0 | 0 | 0 | #DIV/0! | #DIV/0! | #DIV/0! | #DIV/0! | #DIV/0! | #DIV/0! | #DIV/0! | #DIV/0! | #DIV/0! | #DIV/0! | #DIV/0! | #DIV/0! | #DIV/0! | #DIV/0! | #DIV/0! | #DIV/0! | 0 | 0 | #DIV/0! | #DIV/0! | #DIV/0! | #DIV/0! | #DIV/0! | #DIV/0! | #DIV/0! | #DIV/0! | #DIV/0! | #DIV/0! | #DIV/0! | #DIV/0! | #DIV/0! | #DIV/0! | #DIV/0! | #DIV/0! | #DIV/0! | #DIV/0! | #DIV/0! | #DIV/0! | #DIV/0! | #DIV/0! | #DIV/0! | #DIV/0! | #DIV/0! | #DIV/0! | 4 | 2 | 1 | 0 | 0 | 0 | 0 | 0 | #N/A | #N/A | #N/A | #N/A | #N/A | #N/A | #N/A | #N/A | #N/A | #N/A | #N/A | #N/A | #N/A | #N/A | #N/A | #N/A | #DIV/0! | #DIV/0! | #DIV/0! | #DIV/0! | #DIV/0! | #DIV/0! | #DIV/0! | #DIV/0! | #DIV/0! | #DIV/0! | #DIV/0! | #DIV/0! | #DIV/0! | #DIV/0! | #DIV/0! | #DIV/0! | #DIV/0! | #DIV/0! | #DIV/0! | #DIV/0! | #DIV/0! | #DIV/0! | #DIV/0! | #DIV/0! | #DIV/0! | #DIV/0! | #DIV/0! | #DIV/0! | #DIV/0! | #DIV/0! | #DIV/0! | #DIV/0! | #DIV/0! | #DIV/0! | #DIV/0! | #DIV/0!
0 | 0 | 0 | 0 | #DIV/0! | #DIV/0! | #DIV/0! | #DIV/0! | #DIV/0! | #DIV/0! | #DIV/0! | #DIV/0! | #DIV/0! | #DIV/0! | #DIV/0! | #DIV/0! | #DIV/0! | #DIV/0! | #DIV/0! | #DIV/0! | 0 | 0 | #DIV/0! | #DIV/0! | #DIV/0! | #DIV/0! | #DIV/0! | #DIV/0! | #DIV/0! | #DIV/0! | #DIV/0! | #DIV/0! | #DIV/0! | #DIV/0! | #DIV/0! | #DIV/0! | #DIV/0! | #DIV/0! | #DIV/0! | #DIV/0! | #DIV/0! | #DIV/0! | #DIV/0! | #DIV/0! | #DIV/0! | #DIV/0! | #DIV/0! | #DIV/0! | 4 | 2 | 1 | 0 | 0 | 0 | 0 | 0 | #N/A | #N/A | #N/A | #N/A | #N/A | #N/A | #N/A | #N/A | #N/A | #N/A | #N/A | #N/A | #N/A | #N/A | #N/A | #N/A | #DIV/0! | #DIV/0! | #DIV/0! | #DIV/0! | #DIV/0! | #DIV/0! | #DIV/0! | #DIV/0! | #DIV/0! | #DIV/0! | #DIV/0! | #DIV/0! | #DIV/0! | #DIV/0! | #DIV/0! | #DIV/0! | #DIV/0! | #DIV/0! | #DIV/0! | #DIV/0! | #DIV/0! | #DIV/0! | #DIV/0! | #DIV/0! | #DIV/0! | #DIV/0! | #DIV/0! | #DIV/0! | #DIV/0! | #DIV/0! | #DIV/0! | #DIV/0! | #DIV/0! | #DIV/0! | #DIV/0! | #DIV/0!
0 | 0 | 0 | 0 | #DIV/0! | #DIV/0! | #DIV/0! | #DIV/0! | #DIV/0! | #DIV/0! | #DIV/0! | #DIV/0! | #DIV/0! | #DIV/0! | #DIV/0! | #DIV/0! | #DIV/0! | #DIV/0! | #DIV/0! | #DIV/0! | 0 | 0 | #DIV/0! | #DIV/0! | #DIV/0! | #DIV/0! | #DIV/0! | #DIV/0! | #DIV/0! | #DIV/0! | #DIV/0! | #DIV/0! | #DIV/0! | #DIV/0! | #DIV/0! | #DIV/0! | #DIV/0! | #DIV/0! | #DIV/0! | #DIV/0! | #DIV/0! | #DIV/0! | #DIV/0! | #DIV/0! | #DIV/0! | #DIV/0! | #DIV/0! | #DIV/0! | 4 | 2 | 1 | 0 | 0 | 0 | 0 | 0 | #N/A | #N/A | #N/A | #N/A | #N/A | #N/A | #N/A | #N/A | #N/A | #N/A | #N/A | #N/A | #N/A | #N/A | #N/A | #N/A | #DIV/0! | #DIV/0! | #DIV/0! | #DIV/0! | #DIV/0! | #DIV/0! | #DIV/0! | #DIV/0! | #DIV/0! | #DIV/0! | #DIV/0! | #DIV/0! | #DIV/0! | #DIV/0! | #DIV/0! | #DIV/0! | #DIV/0! | #DIV/0! | #DIV/0! | #DIV/0! | #DIV/0! | #DIV/0! | #DIV/0! | #DIV/0! | #DIV/0! | #DIV/0! | #DIV/0! | #DIV/0! | #DIV/0! | #DIV/0! | #DIV/0! | #DIV/0! | #DIV/0! | #DIV/0! | #DIV/0! | #DIV/0!
0 | 0 | 0 | 0 | #DIV/0! | #DIV/0! | #DIV/0! | #DIV/0! | #DIV/0! | #DIV/0! | #DIV/0! | #DIV/0! | #DIV/0! | #DIV/0! | #DIV/0! | #DIV/0! | #DIV/0! | #DIV/0! | #DIV/0! | #DIV/0! | 0 | 0 | #DIV/0! | #DIV/0! | #DIV/0! | #DIV/0! | #DIV/0! | #DIV/0! | #DIV/0! | #DIV/0! | #DIV/0! | #DIV/0! | #DIV/0! | #DIV/0! | #DIV/0! | #DIV/0! | #DIV/0! | #DIV/0! | #DIV/0! | #DIV/0! | #DIV/0! | #DIV/0! | #DIV/0! | #DIV/0! | #DIV/0! | #DIV/0! | #DIV/0! | #DIV/0! | 4 | 2 | 1 | 0 | 0 | 0 | 0 | 0 | #N/A | #N/A | #N/A | #N/A | #N/A | #N/A | #N/A | #N/A | #N/A | #N/A | #N/A | #N/A | #N/A | #N/A | #N/A | #N/A | #DIV/0! | #DIV/0! | #DIV/0! | #DIV/0! | #DIV/0! | #DIV/0! | #DIV/0! | #DIV/0! | #DIV/0! | #DIV/0! | #DIV/0! | #DIV/0! | #DIV/0! | #DIV/0! | #DIV/0! | #DIV/0! | #DIV/0! | #DIV/0! | #DIV/0! | #DIV/0! | #DIV/0! | #DIV/0! | #DIV/0! | #DIV/0! | #DIV/0! | #DIV/0! | #DIV/0! | #DIV/0! | #DIV/0! | #DIV/0! | #DIV/0! | #DIV/0! | #DIV/0! | #DIV/0! | #DIV/0! | #DIV/0!
0 | 0 | 0 | 0 | #DIV/0! | #DIV/0! | #DIV/0! | #DIV/0! | #DIV/0! | #DIV/0! | #DIV/0! | #DIV/0! | #DIV/0! | #DIV/0! | #DIV/0! | #DIV/0! | #DIV/0! | #DIV/0! | #DIV/0! | #DIV/0! | 0 | 0 | #DIV/0! | #DIV/0! | #DIV/0! | #DIV/0! | #DIV/0! | #DIV/0! | #DIV/0! | #DIV/0! | #DIV/0! | #DIV/0! | #DIV/0! | #DIV/0! | #DIV/0! | #DIV/0! | #DIV/0! | #DIV/0! | #DIV/0! | #DIV/0! | #DIV/0! | #DIV/0! | #DIV/0! | #DIV/0! | #DIV/0! | #DIV/0! | #DIV/0! | #DIV/0! | 4 | 2 | 1 | 0 | 0 | 0 | 0 | 0 | #N/A | #N/A | #N/A | #N/A | #N/A | #N/A | #N/A | #N/A | #N/A | #N/A | #N/A | #N/A | #N/A | #N/A | #N/A | #N/A | #DIV/0! | #DIV/0! | #DIV/0! | #DIV/0! | #DIV/0! | #DIV/0! | #DIV/0! | #DIV/0! | #DIV/0! | #DIV/0! | #DIV/0! | #DIV/0! | #DIV/0! | #DIV/0! | #DIV/0! | #DIV/0! | #DIV/0! | #DIV/0! | #DIV/0! | #DIV/0! | #DIV/0! | #DIV/0! | #DIV/0! | #DIV/0! | #DIV/0! | #DIV/0! | #DIV/0! | #DIV/0! | #DIV/0! | #DIV/0! | #DIV/0! | #DIV/0! | #DIV/0! | #DIV/0! | #DIV/0! | #DIV/0!
0 | 0 | 0 | 0 | #DIV/0! | #DIV/0! | #DIV/0! | #DIV/0! | #DIV/0! | #DIV/0! | #DIV/0! | #DIV/0! | #DIV/0! | #DIV/0! | #DIV/0! | #DIV/0! | #DIV/0! | #DIV/0! | #DIV/0! | #DIV/0! | 0 | 0 | #DIV/0! | #DIV/0! | #DIV/0! | #DIV/0! | #DIV/0! | #DIV/0! | #DIV/0! | #DIV/0! | #DIV/0! | #DIV/0! | #DIV/0! | #DIV/0! | #DIV/0! | #DIV/0! | #DIV/0! | #DIV/0! | #DIV/0! | #DIV/0! | #DIV/0! | #DIV/0! | #DIV/0! | #DIV/0! | #DIV/0! | #DIV/0! | #DIV/0! | #DIV/0! | 4 | 2 | 1 | 0 | 0 | 0 | 0 | 0 | #N/A | #N/A | #N/A | #N/A | #N/A | #N/A | #N/A | #N/A | #N/A | #N/A | #N/A | #N/A | #N/A | #N/A | #N/A | #N/A | #DIV/0! | #DIV/0! | #DIV/0! | #DIV/0! | #DIV/0! | #DIV/0! | #DIV/0! | #DIV/0! | #DIV/0! | #DIV/0! | #DIV/0! | #DIV/0! | #DIV/0! | #DIV/0! | #DIV/0! | #DIV/0! | #DIV/0! | #DIV/0! | #DIV/0! | #DIV/0! | #DIV/0! | #DIV/0! | #DIV/0! | #DIV/0! | #DIV/0! | #DIV/0! | #DIV/0! | #DIV/0! | #DIV/0! | #DIV/0! | #DIV/0! | #DIV/0! | #DIV/0! | #DIV/0! | #DIV/0! | #DIV/0!
0 | 0 | 0 | 0 | #DIV/0! | #DIV/0! | #DIV/0! | #DIV/0! | #DIV/0! | #DIV/0! | #DIV/0! | #DIV/0! | #DIV/0! | #DIV/0! | #DIV/0! | #DIV/0! | #DIV/0! | #DIV/0! | #DIV/0! | #DIV/0! | 0 | 0 | #DIV/0! | #DIV/0! | #DIV/0! | #DIV/0! | #DIV/0! | #DIV/0! | #DIV/0! | #DIV/0! | #DIV/0! | #DIV/0! | #DIV/0! | #DIV/0! | #DIV/0! | #DIV/0! | #DIV/0! | #DIV/0! | #DIV/0! | #DIV/0! | #DIV/0! | #DIV/0! | #DIV/0! | #DIV/0! | #DIV/0! | #DIV/0! | #DIV/0! | #DIV/0! | 4 | 2 | 1 | 0 | 0 | 0 | 0 | 0 | #N/A | #N/A | #N/A | #N/A | #N/A | #N/A | #N/A | #N/A | #N/A | #N/A | #N/A | #N/A | #N/A | #N/A | #N/A | #N/A | #DIV/0! | #DIV/0! | #DIV/0! | #DIV/0! | #DIV/0! | #DIV/0! | #DIV/0! | #DIV/0! | #DIV/0! | #DIV/0! | #DIV/0! | #DIV/0! | #DIV/0! | #DIV/0! | #DIV/0! | #DIV/0! | #DIV/0! | #DIV/0! | #DIV/0! | #DIV/0! | #DIV/0! | #DIV/0! | #DIV/0! | #DIV/0! | #DIV/0! | #DIV/0! | #DIV/0! | #DIV/0! | #DIV/0! | #DIV/0! | #DIV/0! | #DIV/0! | #DIV/0! | #DIV/0! | #DIV/0! | #DIV/0!
0 | 0 | 0 | 0 | #DIV/0! | #DIV/0! | #DIV/0! | #DIV/0! | #DIV/0! | #DIV/0! | #DIV/0! | #DIV/0! | #DIV/0! | #DIV/0! | #DIV/0! | #DIV/0! | #DIV/0! | #DIV/0! | #DIV/0! | #DIV/0! | 0 | 0 | #DIV/0! | #DIV/0! | #DIV/0! | #DIV/0! | #DIV/0! | #DIV/0! | #DIV/0! | #DIV/0! | #DIV/0! | #DIV/0! | #DIV/0! | #DIV/0! | #DIV/0! | #DIV/0! | #DIV/0! | #DIV/0! | #DIV/0! | #DIV/0! | #DIV/0! | #DIV/0! | #DIV/0! | #DIV/0! | #DIV/0! | #DIV/0! | #DIV/0! | #DIV/0! | 4 | 2 | 1 | 0 | 0 | 0 | 0 | 0 | #N/A | #N/A | #N/A | #N/A | #N/A | #N/A | #N/A | #N/A | #N/A | #N/A | #N/A | #N/A | #N/A | #N/A | #N/A | #N/A | #DIV/0! | #DIV/0! | #DIV/0! | #DIV/0! | #DIV/0! | #DIV/0! | #DIV/0! | #DIV/0! | #DIV/0! | #DIV/0! | #DIV/0! | #DIV/0! | #DIV/0! | #DIV/0! | #DIV/0! | #DIV/0! | #DIV/0! | #DIV/0! | #DIV/0! | #DIV/0! | #DIV/0! | #DIV/0! | #DIV/0! | #DIV/0! | #DIV/0! | #DIV/0! | #DIV/0! | #DIV/0! | #DIV/0! | #DIV/0! | #DIV/0! | #DIV/0! | #DIV/0! | #DIV/0! | #DIV/0! | #DIV/0!
0 | 0 | 0 | 0 | #DIV/0! | #DIV/0! | #DIV/0! | #DIV/0! | #DIV/0! | #DIV/0! | #DIV/0! | #DIV/0! | #DIV/0! | #DIV/0! | #DIV/0! | #DIV/0! | #DIV/0! | #DIV/0! | #DIV/0! | #DIV/0! | 0 | 0 | #DIV/0! | #DIV/0! | #DIV/0! | #DIV/0! | #DIV/0! | #DIV/0! | #DIV/0! | #DIV/0! | #DIV/0! | #DIV/0! | #DIV/0! | #DIV/0! | #DIV/0! | #DIV/0! | #DIV/0! | #DIV/0! | #DIV/0! | #DIV/0! | #DIV/0! | #DIV/0! | #DIV/0! | #DIV/0! | #DIV/0! | #DIV/0! | #DIV/0! | #DIV/0! | 4 | 2 | 1 | 0 | 0 | 0 | 0 | 0 | #N/A | #N/A | #N/A | #N/A | #N/A | #N/A | #N/A | #N/A | #N/A | #N/A | #N/A | #N/A | #N/A | #N/A | #N/A | #N/A | #DIV/0! | #DIV/0! | #DIV/0! | #DIV/0! | #DIV/0! | #DIV/0! | #DIV/0! | #DIV/0! | #DIV/0! | #DIV/0! | #DIV/0! | #DIV/0! | #DIV/0! | #DIV/0! | #DIV/0! | #DIV/0! | #DIV/0! | #DIV/0! | #DIV/0! | #DIV/0! | #DIV/0! | #DIV/0! | #DIV/0! | #DIV/0! | #DIV/0! | #DIV/0! | #DIV/0! | #DIV/0! | #DIV/0! | #DIV/0! | #DIV/0! | #DIV/0! | #DIV/0! | #DIV/0! | #DIV/0! | #DIV/0!
0 | 0 | 0 | 0 | #DIV/0! | #DIV/0! | #DIV/0! | #DIV/0! | #DIV/0! | #DIV/0! | #DIV/0! | #DIV/0! | #DIV/0! | #DIV/0! | #DIV/0! | #DIV/0! | #DIV/0! | #DIV/0! | #DIV/0! | #DIV/0! | 0 | 0 | #DIV/0! | #DIV/0! | #DIV/0! | #DIV/0! | #DIV/0! | #DIV/0! | #DIV/0! | #DIV/0! | #DIV/0! | #DIV/0! | #DIV/0! | #DIV/0! | #DIV/0! | #DIV/0! | #DIV/0! | #DIV/0! | #DIV/0! | #DIV/0! | #DIV/0! | #DIV/0! | #DIV/0! | #DIV/0! | #DIV/0! | #DIV/0! | #DIV/0! | #DIV/0! | 4 | 2 | 1 | 0 | 0 | 0 | 0 | 0 | #N/A | #N/A | #N/A | #N/A | #N/A | #N/A | #N/A | #N/A | #N/A | #N/A | #N/A | #N/A | #N/A | #N/A | #N/A | #N/A | #DIV/0! | #DIV/0! | #DIV/0! | #DIV/0! | #DIV/0! | #DIV/0! | #DIV/0! | #DIV/0! | #DIV/0! | #DIV/0! | #DIV/0! | #DIV/0! | #DIV/0! | #DIV/0! | #DIV/0! | #DIV/0! | #DIV/0! | #DIV/0! | #DIV/0! | #DIV/0! | #DIV/0! | #DIV/0! | #DIV/0! | #DIV/0! | #DIV/0! | #DIV/0! | #DIV/0! | #DIV/0! | #DIV/0! | #DIV/0! | #DIV/0! | #DIV/0! | #DIV/0! | #DIV/0! | #DIV/0! | #DIV/0!
0 | 0 | 0 | 0 | #DIV/0! | #DIV/0! | #DIV/0! | #DIV/0! | #DIV/0! | #DIV/0! | #DIV/0! | #DIV/0! | #DIV/0! | #DIV/0! | #DIV/0! | #DIV/0! | #DIV/0! | #DIV/0! | #DIV/0! | #DIV/0! | 0 | 0 | #DIV/0! | #DIV/0! | #DIV/0! | #DIV/0! | #DIV/0! | #DIV/0! | #DIV/0! | #DIV/0! | #DIV/0! | #DIV/0! | #DIV/0! | #DIV/0! | #DIV/0! | #DIV/0! | #DIV/0! | #DIV/0! | #DIV/0! | #DIV/0! | #DIV/0! | #DIV/0! | #DIV/0! | #DIV/0! | #DIV/0! | #DIV/0! | #DIV/0! | #DIV/0! | 4 | 2 | 1 | 0 | 0 | 0 | 0 | 0 | #N/A | #N/A | #N/A | #N/A | #N/A | #N/A | #N/A | #N/A | #N/A | #N/A | #N/A | #N/A | #N/A | #N/A | #N/A | #N/A | #DIV/0! | #DIV/0! | #DIV/0! | #DIV/0! | #DIV/0! | #DIV/0! | #DIV/0! | #DIV/0! | #DIV/0! | #DIV/0! | #DIV/0! | #DIV/0! | #DIV/0! | #DIV/0! | #DIV/0! | #DIV/0! | #DIV/0! | #DIV/0! | #DIV/0! | #DIV/0! | #DIV/0! | #DIV/0! | #DIV/0! | #DIV/0! | #DIV/0! | #DIV/0! | #DIV/0! | #DIV/0! | #DIV/0! | #DIV/0! | #DIV/0! | #DIV/0! | #DIV/0! | #DIV/0! | #DIV/0! | #DIV/0!
0 | 0 | 0 | 0 | #DIV/0! | #DIV/0! | #DIV/0! | #DIV/0! | #DIV/0! | #DIV/0! | #DIV/0! | #DIV/0! | #DIV/0! | #DIV/0! | #DIV/0! | #DIV/0! | #DIV/0! | #DIV/0! | #DIV/0! | #DIV/0! | 0 | 0 | #DIV/0! | #DIV/0! | #DIV/0! | #DIV/0! | #DIV/0! | #DIV/0! | #DIV/0! | #DIV/0! | #DIV/0! | #DIV/0! | #DIV/0! | #DIV/0! | #DIV/0! | #DIV/0! | #DIV/0! | #DIV/0! | #DIV/0! | #DIV/0! | #DIV/0! | #DIV/0! | #DIV/0! | #DIV/0! | #DIV/0! | #DIV/0! | #DIV/0! | #DIV/0! | 4 | 2 | 1 | 0 | 0 | 0 | 0 | 0 | #N/A | #N/A | #N/A | #N/A | #N/A | #N/A | #N/A | #N/A | #N/A | #N/A | #N/A | #N/A | #N/A | #N/A | #N/A | #N/A | #DIV/0! | #DIV/0! | #DIV/0! | #DIV/0! | #DIV/0! | #DIV/0! | #DIV/0! | #DIV/0! | #DIV/0! | #DIV/0! | #DIV/0! | #DIV/0! | #DIV/0! | #DIV/0! | #DIV/0! | #DIV/0! | #DIV/0! | #DIV/0! | #DIV/0! | #DIV/0! | #DIV/0! | #DIV/0! | #DIV/0! | #DIV/0! | #DIV/0! | #DIV/0! | #DIV/0! | #DIV/0! | #DIV/0! | #DIV/0! | #DIV/0! | #DIV/0! | #DIV/0! | #DIV/0! | #DIV/0! | #DIV/0!
0 | 0 | 0 | 0 | #DIV/0! | #DIV/0! | #DIV/0! | #DIV/0! | #DIV/0! | #DIV/0! | #DIV/0! | #DIV/0! | #DIV/0! | #DIV/0! | #DIV/0! | #DIV/0! | #DIV/0! | #DIV/0! | #DIV/0! | #DIV/0! | 0 | 0 | #DIV/0! | #DIV/0! | #DIV/0! | #DIV/0! | #DIV/0! | #DIV/0! | #DIV/0! | #DIV/0! | #DIV/0! | #DIV/0! | #DIV/0! | #DIV/0! | #DIV/0! | #DIV/0! | #DIV/0! | #DIV/0! | #DIV/0! | #DIV/0! | #DIV/0! | #DIV/0! | #DIV/0! | #DIV/0! | #DIV/0! | #DIV/0! | #DIV/0! | #DIV/0! | 4 | 2 | 1 | 0 | 0 | 0 | 0 | 0 | #N/A | #N/A | #N/A | #N/A | #N/A | #N/A | #N/A | #N/A | #N/A | #N/A | #N/A | #N/A | #N/A | #N/A | #N/A | #N/A | #DIV/0! | #DIV/0! | #DIV/0! | #DIV/0! | #DIV/0! | #DIV/0! | #DIV/0! | #DIV/0! | #DIV/0! | #DIV/0! | #DIV/0! | #DIV/0! | #DIV/0! | #DIV/0! | #DIV/0! | #DIV/0! | #DIV/0! | #DIV/0! | #DIV/0! | #DIV/0! | #DIV/0! | #DIV/0! | #DIV/0! | #DIV/0! | #DIV/0! | #DIV/0! | #DIV/0! | #DIV/0! | #DIV/0! | #DIV/0! | #DIV/0! | #DIV/0! | #DIV/0! | #DIV/0! | #DIV/0! | #DIV/0!
0 | 0 | 0 | 0 | #DIV/0! | #DIV/0! | #DIV/0! | #DIV/0! | #DIV/0! | #DIV/0! | #DIV/0! | #DIV/0! | #DIV/0! | #DIV/0! | #DIV/0! | #DIV/0! | #DIV/0! | #DIV/0! | #DIV/0! | #DIV/0! | 0 | 0 | #DIV/0! | #DIV/0! | #DIV/0! | #DIV/0! | #DIV/0! | #DIV/0! | #DIV/0! | #DIV/0! | #DIV/0! | #DIV/0! | #DIV/0! | #DIV/0! | #DIV/0! | #DIV/0! | #DIV/0! | #DIV/0! | #DIV/0! | #DIV/0! | #DIV/0! | #DIV/0! | #DIV/0! | #DIV/0! | #DIV/0! | #DIV/0! | #DIV/0! | #DIV/0! | 4 | 2 | 1 | 0 | 0 | 0 | 0 | 0 | #N/A | #N/A | #N/A | #N/A | #N/A | #N/A | #N/A | #N/A | #N/A | #N/A | #N/A | #N/A | #N/A | #N/A | #N/A | #N/A | #DIV/0! | #DIV/0! | #DIV/0! | #DIV/0! | #DIV/0! | #DIV/0! | #DIV/0! | #DIV/0! | #DIV/0! | #DIV/0! | #DIV/0! | #DIV/0! | #DIV/0! | #DIV/0! | #DIV/0! | #DIV/0! | #DIV/0! | #DIV/0! | #DIV/0! | #DIV/0! | #DIV/0! | #DIV/0! | #DIV/0! | #DIV/0! | #DIV/0! | #DIV/0! | #DIV/0! | #DIV/0! | #DIV/0! | #DIV/0! | #DIV/0! | #DIV/0! | #DIV/0! | #DIV/0! | #DIV/0! | #DIV/0!
0 | 0 | 0 | 0 | #DIV/0! | #DIV/0! | #DIV/0! | #DIV/0! | #DIV/0! | #DIV/0! | #DIV/0! | #DIV/0! | #DIV/0! | #DIV/0! | #DIV/0! | #DIV/0! | #DIV/0! | #DIV/0! | #DIV/0! | #DIV/0! | 0 | 0 | #DIV/0! | #DIV/0! | #DIV/0! | #DIV/0! | #DIV/0! | #DIV/0! | #DIV/0! | #DIV/0! | #DIV/0! | #DIV/0! | #DIV/0! | #DIV/0! | #DIV/0! | #DIV/0! | #DIV/0! | #DIV/0! | #DIV/0! | #DIV/0! | #DIV/0! | #DIV/0! | #DIV/0! | #DIV/0! | #DIV/0! | #DIV/0! | #DIV/0! | #DIV/0! | 4 | 2 | 1 | 0 | 0 | 0 | 0 | 0 | #N/A | #N/A | #N/A | #N/A | #N/A | #N/A | #N/A | #N/A | #N/A | #N/A | #N/A | #N/A | #N/A | #N/A | #N/A | #N/A | #DIV/0! | #DIV/0! | #DIV/0! | #DIV/0! | #DIV/0! | #DIV/0! | #DIV/0! | #DIV/0! | #DIV/0! | #DIV/0! | #DIV/0! | #DIV/0! | #DIV/0! | #DIV/0! | #DIV/0! | #DIV/0! | #DIV/0! | #DIV/0! | #DIV/0! | #DIV/0! | #DIV/0! | #DIV/0! | #DIV/0! | #DIV/0! | #DIV/0! | #DIV/0! | #DIV/0! | #DIV/0! | #DIV/0! | #DIV/0! | #DIV/0! | #DIV/0! | #DIV/0! | #DIV/0! | #DIV/0! | #DIV/0!
0 | 0 | 0 | 0 | #DIV/0! | #DIV/0! | #DIV/0! | #DIV/0! | #DIV/0! | #DIV/0! | #DIV/0! | #DIV/0! | #DIV/0! | #DIV/0! | #DIV/0! | #DIV/0! | #DIV/0! | #DIV/0! | #DIV/0! | #DIV/0! | 0 | 0 | #DIV/0! | #DIV/0! | #DIV/0! | #DIV/0! | #DIV/0! | #DIV/0! | #DIV/0! | #DIV/0! | #DIV/0! | #DIV/0! | #DIV/0! | #DIV/0! | #DIV/0! | #DIV/0! | #DIV/0! | #DIV/0! | #DIV/0! | #DIV/0! | #DIV/0! | #DIV/0! | #DIV/0! | #DIV/0! | #DIV/0! | #DIV/0! | #DIV/0! | #DIV/0! | 4 | 2 | 1 | 0 | 0 | 0 | 0 | 0 | #N/A | #N/A | #N/A | #N/A | #N/A | #N/A | #N/A | #N/A | #N/A | #N/A | #N/A | #N/A | #N/A | #N/A | #N/A | #N/A | #DIV/0! | #DIV/0! | #DIV/0! | #DIV/0! | #DIV/0! | #DIV/0! | #DIV/0! | #DIV/0! | #DIV/0! | #DIV/0! | #DIV/0! | #DIV/0! | #DIV/0! | #DIV/0! | #DIV/0! | #DIV/0! | #DIV/0! | #DIV/0! | #DIV/0! | #DIV/0! | #DIV/0! | #DIV/0! | #DIV/0! | #DIV/0! | #DIV/0! | #DIV/0! | #DIV/0! | #DIV/0! | #DIV/0! | #DIV/0! | #DIV/0! | #DIV/0! | #DIV/0! | #DIV/0! | #DIV/0! | #DIV/0!
0 | 0 | 0 | 0 | #DIV/0! | #DIV/0! | #DIV/0! | #DIV/0! | #DIV/0! | #DIV/0! | #DIV/0! | #DIV/0! | #DIV/0! | #DIV/0! | #DIV/0! | #DIV/0! | #DIV/0! | #DIV/0! | #DIV/0! | #DIV/0! | 0 | 0 | #DIV/0! | #DIV/0! | #DIV/0! | #DIV/0! | #DIV/0! | #DIV/0! | #DIV/0! | #DIV/0! | #DIV/0! | #DIV/0! | #DIV/0! | #DIV/0! | #DIV/0! | #DIV/0! | #DIV/0! | #DIV/0! | #DIV/0! | #DIV/0! | #DIV/0! | #DIV/0! | #DIV/0! | #DIV/0! | #DIV/0! | #DIV/0! | #DIV/0! | #DIV/0! | 4 | 2 | 1 | 0 | 0 | 0 | 0 | 0 | #N/A | #N/A | #N/A | #N/A | #N/A | #N/A | #N/A | #N/A | #N/A | #N/A | #N/A | #N/A | #N/A | #N/A | #N/A | #N/A | #DIV/0! | #DIV/0! | #DIV/0! | #DIV/0! | #DIV/0! | #DIV/0! | #DIV/0! | #DIV/0! | #DIV/0! | #DIV/0! | #DIV/0! | #DIV/0! | #DIV/0! | #DIV/0! | #DIV/0! | #DIV/0! | #DIV/0! | #DIV/0! | #DIV/0! | #DIV/0! | #DIV/0! | #DIV/0! | #DIV/0! | #DIV/0! | #DIV/0! | #DIV/0! | #DIV/0! | #DIV/0! | #DIV/0! | #DIV/0! | #DIV/0! | #DIV/0! | #DIV/0! | #DIV/0! | #DIV/0! | #DIV/0!
0 | 0 | 0 | 0 | #DIV/0! | #DIV/0! | #DIV/0! | #DIV/0! | #DIV/0! | #DIV/0! | #DIV/0! | #DIV/0! | #DIV/0! | #DIV/0! | #DIV/0! | #DIV/0! | #DIV/0! | #DIV/0! | #DIV/0! | #DIV/0! | 0 | 0 | #DIV/0! | #DIV/0! | #DIV/0! | #DIV/0! | #DIV/0! | #DIV/0! | #DIV/0! | #DIV/0! | #DIV/0! | #DIV/0! | #DIV/0! | #DIV/0! | #DIV/0! | #DIV/0! | #DIV/0! | #DIV/0! | #DIV/0! | #DIV/0! | #DIV/0! | #DIV/0! | #DIV/0! | #DIV/0! | #DIV/0! | #DIV/0! | #DIV/0! | #DIV/0! | 4 | 2 | 1 | 0 | 0 | 0 | 0 | 0 | #N/A | #N/A | #N/A | #N/A | #N/A | #N/A | #N/A | #N/A | #N/A | #N/A | #N/A | #N/A | #N/A | #N/A | #N/A | #N/A | #DIV/0! | #DIV/0! | #DIV/0! | #DIV/0! | #DIV/0! | #DIV/0! | #DIV/0! | #DIV/0! | #DIV/0! | #DIV/0! | #DIV/0! | #DIV/0! | #DIV/0! | #DIV/0! | #DIV/0! | #DIV/0! | #DIV/0! | #DIV/0! | #DIV/0! | #DIV/0! | #DIV/0! | #DIV/0! | #DIV/0! | #DIV/0! | #DIV/0! | #DIV/0! | #DIV/0! | #DIV/0! | #DIV/0! | #DIV/0! | #DIV/0! | #DIV/0! | #DIV/0! | #DIV/0! | #DIV/0! | #DIV/0!
0 | 0 | 0 | 0 | #DIV/0! | #DIV/0! | #DIV/0! | #DIV/0! | #DIV/0! | #DIV/0! | #DIV/0! | #DIV/0! | #DIV/0! | #DIV/0! | #DIV/0! | #DIV/0! | #DIV/0! | #DIV/0! | #DIV/0! | #DIV/0! | 0 | 0 | #DIV/0! | #DIV/0! | #DIV/0! | #DIV/0! | #DIV/0! | #DIV/0! | #DIV/0! | #DIV/0! | #DIV/0! | #DIV/0! | #DIV/0! | #DIV/0! | #DIV/0! | #DIV/0! | #DIV/0! | #DIV/0! | #DIV/0! | #DIV/0! | #DIV/0! | #DIV/0! | #DIV/0! | #DIV/0! | #DIV/0! | #DIV/0! | #DIV/0! | #DIV/0! | 4 | 2 | 1 | 0 | 0 | 0 | 0 | 0 | #N/A | #N/A | #N/A | #N/A | #N/A | #N/A | #N/A | #N/A | #N/A | #N/A | #N/A | #N/A | #N/A | #N/A | #N/A | #N/A | #DIV/0! | #DIV/0! | #DIV/0! | #DIV/0! | #DIV/0! | #DIV/0! | #DIV/0! | #DIV/0! | #DIV/0! | #DIV/0! | #DIV/0! | #DIV/0! | #DIV/0! | #DIV/0! | #DIV/0! | #DIV/0! | #DIV/0! | #DIV/0! | #DIV/0! | #DIV/0! | #DIV/0! | #DIV/0! | #DIV/0! | #DIV/0! | #DIV/0! | #DIV/0! | #DIV/0! | #DIV/0! | #DIV/0! | #DIV/0! | #DIV/0! | #DIV/0! | #DIV/0! | #DIV/0! | #DIV/0! | #DIV/0!
0 | 0 | 0 | 0 | #DIV/0! | #DIV/0! | #DIV/0! | #DIV/0! | #DIV/0! | #DIV/0! | #DIV/0! | #DIV/0! | #DIV/0! | #DIV/0! | #DIV/0! | #DIV/0! | #DIV/0! | #DIV/0! | #DIV/0! | #DIV/0! | 0 | 0 | #DIV/0! | #DIV/0! | #DIV/0! | #DIV/0! | #DIV/0! | #DIV/0! | #DIV/0! | #DIV/0! | #DIV/0! | #DIV/0! | #DIV/0! | #DIV/0! | #DIV/0! | #DIV/0! | #DIV/0! | #DIV/0! | #DIV/0! | #DIV/0! | #DIV/0! | #DIV/0! | #DIV/0! | #DIV/0! | #DIV/0! | #DIV/0! | #DIV/0! | #DIV/0! | 4 | 2 | 1 | 0 | 0 | 0 | 0 | 0 | #N/A | #N/A | #N/A | #N/A | #N/A | #N/A | #N/A | #N/A | #N/A | #N/A | #N/A | #N/A | #N/A | #N/A | #N/A | #N/A | #DIV/0! | #DIV/0! | #DIV/0! | #DIV/0! | #DIV/0! | #DIV/0! | #DIV/0! | #DIV/0! | #DIV/0! | #DIV/0! | #DIV/0! | #DIV/0! | #DIV/0! | #DIV/0! | #DIV/0! | #DIV/0! | #DIV/0! | #DIV/0! | #DIV/0! | #DIV/0! | #DIV/0! | #DIV/0! | #DIV/0! | #DIV/0! | #DIV/0! | #DIV/0! | #DIV/0! | #DIV/0! | #DIV/0! | #DIV/0! | #DIV/0! | #DIV/0! | #DIV/0! | #DIV/0! | #DIV/0! | #DIV/0!
0 | 0 | 0 | 0 | #DIV/0! | #DIV/0! | #DIV/0! | #DIV/0! | #DIV/0! | #DIV/0! | #DIV/0! | #DIV/0! | #DIV/0! | #DIV/0! | #DIV/0! | #DIV/0! | #DIV/0! | #DIV/0! | #DIV/0! | #DIV/0! | 0 | 0 | #DIV/0! | #DIV/0! | #DIV/0! | #DIV/0! | #DIV/0! | #DIV/0! | #DIV/0! | #DIV/0! | #DIV/0! | #DIV/0! | #DIV/0! | #DIV/0! | #DIV/0! | #DIV/0! | #DIV/0! | #DIV/0! | #DIV/0! | #DIV/0! | #DIV/0! | #DIV/0! | #DIV/0! | #DIV/0! | #DIV/0! | #DIV/0! | #DIV/0! | #DIV/0! | 4 | 2 | 1 | 0 | 0 | 0 | 0 | 0 | #N/A | #N/A | #N/A | #N/A | #N/A | #N/A | #N/A | #N/A | #N/A | #N/A | #N/A | #N/A | #N/A | #N/A | #N/A | #N/A | #DIV/0! | #DIV/0! | #DIV/0! | #DIV/0! | #DIV/0! | #DIV/0! | #DIV/0! | #DIV/0! | #DIV/0! | #DIV/0! | #DIV/0! | #DIV/0! | #DIV/0! | #DIV/0! | #DIV/0! | #DIV/0! | #DIV/0! | #DIV/0! | #DIV/0! | #DIV/0! | #DIV/0! | #DIV/0! | #DIV/0! | #DIV/0! | #DIV/0! | #DIV/0! | #DIV/0! | #DIV/0! | #DIV/0! | #DIV/0! | #DIV/0! | #DIV/0! | #DIV/0! | #DIV/0! | #DIV/0! | #DIV/0!
0 | 0 | 0 | 0 | #DIV/0! | #DIV/0! | #DIV/0! | #DIV/0! | #DIV/0! | #DIV/0! | #DIV/0! | #DIV/0! | #DIV/0! | #DIV/0! | #DIV/0! | #DIV/0! | #DIV/0! | #DIV/0! | #DIV/0! | #DIV/0! | 0 | 0 | #DIV/0! | #DIV/0! | #DIV/0! | #DIV/0! | #DIV/0! | #DIV/0! | #DIV/0! | #DIV/0! | #DIV/0! | #DIV/0! | #DIV/0! | #DIV/0! | #DIV/0! | #DIV/0! | #DIV/0! | #DIV/0! | #DIV/0! | #DIV/0! | #DIV/0! | #DIV/0! | #DIV/0! | #DIV/0! | #DIV/0! | #DIV/0! | #DIV/0! | #DIV/0! | 4 | 2 | 1 | 0 | 0 | 0 | 0 | 0 | #N/A | #N/A | #N/A | #N/A | #N/A | #N/A | #N/A | #N/A | #N/A | #N/A | #N/A | #N/A | #N/A | #N/A | #N/A | #N/A | #DIV/0! | #DIV/0! | #DIV/0! | #DIV/0! | #DIV/0! | #DIV/0! | #DIV/0! | #DIV/0! | #DIV/0! | #DIV/0! | #DIV/0! | #DIV/0! | #DIV/0! | #DIV/0! | #DIV/0! | #DIV/0! | #DIV/0! | #DIV/0! | #DIV/0! | #DIV/0! | #DIV/0! | #DIV/0! | #DIV/0! | #DIV/0! | #DIV/0! | #DIV/0! | #DIV/0! | #DIV/0! | #DIV/0! | #DIV/0! | #DIV/0! | #DIV/0! | #DIV/0! | #DIV/0! | #DIV/0! | #DIV/0!
0 | 0 | 0 | 0 | #DIV/0! | #DIV/0! | #DIV/0! | #DIV/0! | #DIV/0! | #DIV/0! | #DIV/0! | #DIV/0! | #DIV/0! | #DIV/0! | #DIV/0! | #DIV/0! | #DIV/0! | #DIV/0! | #DIV/0! | #DIV/0! | 0 | 0 | #DIV/0! | #DIV/0! | #DIV/0! | #DIV/0! | #DIV/0! | #DIV/0! | #DIV/0! | #DIV/0! | #DIV/0! | #DIV/0! | #DIV/0! | #DIV/0! | #DIV/0! | #DIV/0! | #DIV/0! | #DIV/0! | #DIV/0! | #DIV/0! | #DIV/0! | #DIV/0! | #DIV/0! | #DIV/0! | #DIV/0! | #DIV/0! | #DIV/0! | #DIV/0! | 4 | 2 | 1 | 0 | 0 | 0 | 0 | 0 | #N/A | #N/A | #N/A | #N/A | #N/A | #N/A | #N/A | #N/A | #N/A | #N/A | #N/A | #N/A | #N/A | #N/A | #N/A | #N/A | #DIV/0! | #DIV/0! | #DIV/0! | #DIV/0! | #DIV/0! | #DIV/0! | #DIV/0! | #DIV/0! | #DIV/0! | #DIV/0! | #DIV/0! | #DIV/0! | #DIV/0! | #DIV/0! | #DIV/0! | #DIV/0! | #DIV/0! | #DIV/0! | #DIV/0! | #DIV/0! | #DIV/0! | #DIV/0! | #DIV/0! | #DIV/0! | #DIV/0! | #DIV/0! | #DIV/0! | #DIV/0! | #DIV/0! | #DIV/0! | #DIV/0! | #DIV/0! | #DIV/0! | #DIV/0! | #DIV/0! | #DIV/0!
0 | 0 | 0 | 0 | #DIV/0! | #DIV/0! | #DIV/0! | #DIV/0! | #DIV/0! | #DIV/0! | #DIV/0! | #DIV/0! | #DIV/0! | #DIV/0! | #DIV/0! | #DIV/0! | #DIV/0! | #DIV/0! | #DIV/0! | #DIV/0! | 0 | 0 | #DIV/0! | #DIV/0! | #DIV/0! | #DIV/0! | #DIV/0! | #DIV/0! | #DIV/0! | #DIV/0! | #DIV/0! | #DIV/0! | #DIV/0! | #DIV/0! | #DIV/0! | #DIV/0! | #DIV/0! | #DIV/0! | #DIV/0! | #DIV/0! | #DIV/0! | #DIV/0! | #DIV/0! | #DIV/0! | #DIV/0! | #DIV/0! | #DIV/0! | #DIV/0! | 4 | 2 | 1 | 0 | 0 | 0 | 0 | 0 | #N/A | #N/A | #N/A | #N/A | #N/A | #N/A | #N/A | #N/A | #N/A | #N/A | #N/A | #N/A | #N/A | #N/A | #N/A | #N/A | #DIV/0! | #DIV/0! | #DIV/0! | #DIV/0! | #DIV/0! | #DIV/0! | #DIV/0! | #DIV/0! | #DIV/0! | #DIV/0! | #DIV/0! | #DIV/0! | #DIV/0! | #DIV/0! | #DIV/0! | #DIV/0! | #DIV/0! | #DIV/0! | #DIV/0! | #DIV/0! | #DIV/0! | #DIV/0! | #DIV/0! | #DIV/0! | #DIV/0! | #DIV/0! | #DIV/0! | #DIV/0! | #DIV/0! | #DIV/0! | #DIV/0! | #DIV/0! | #DIV/0! | #DIV/0! | #DIV/0! | #DIV/0!
0 | 0 | 0 | 0 | #DIV/0! | #DIV/0! | #DIV/0! | #DIV/0! | #DIV/0! | #DIV/0! | #DIV/0! | #DIV/0! | #DIV/0! | #DIV/0! | #DIV/0! | #DIV/0! | #DIV/0! | #DIV/0! | #DIV/0! | #DIV/0! | 0 | 0 | #DIV/0! | #DIV/0! | #DIV/0! | #DIV/0! | #DIV/0! | #DIV/0! | #DIV/0! | #DIV/0! | #DIV/0! | #DIV/0! | #DIV/0! | #DIV/0! | #DIV/0! | #DIV/0! | #DIV/0! | #DIV/0! | #DIV/0! | #DIV/0! | #DIV/0! | #DIV/0! | #DIV/0! | #DIV/0! | #DIV/0! | #DIV/0! | #DIV/0! | #DIV/0! | 4 | 2 | 1 | 0 | 0 | 0 | 0 | 0 | #N/A | #N/A | #N/A | #N/A | #N/A | #N/A | #N/A | #N/A | #N/A | #N/A | #N/A | #N/A | #N/A | #N/A | #N/A | #N/A | #DIV/0! | #DIV/0! | #DIV/0! | #DIV/0! | #DIV/0! | #DIV/0! | #DIV/0! | #DIV/0! | #DIV/0! | #DIV/0! | #DIV/0! | #DIV/0! | #DIV/0! | #DIV/0! | #DIV/0! | #DIV/0! | #DIV/0! | #DIV/0! | #DIV/0! | #DIV/0! | #DIV/0! | #DIV/0! | #DIV/0! | #DIV/0! | #DIV/0! | #DIV/0! | #DIV/0! | #DIV/0! | #DIV/0! | #DIV/0! | #DIV/0! | #DIV/0! | #DIV/0! | #DIV/0! | #DIV/0! | #DIV/0!
0 | 0 | 0 | 0 | #DIV/0! | #DIV/0! | #DIV/0! | #DIV/0! | #DIV/0! | #DIV/0! | #DIV/0! | #DIV/0! | #DIV/0! | #DIV/0! | #DIV/0! | #DIV/0! | #DIV/0! | #DIV/0! | #DIV/0! | #DIV/0! | 0 | 0 | #DIV/0! | #DIV/0! | #DIV/0! | #DIV/0! | #DIV/0! | #DIV/0! | #DIV/0! | #DIV/0! | #DIV/0! | #DIV/0! | #DIV/0! | #DIV/0! | #DIV/0! | #DIV/0! | #DIV/0! | #DIV/0! | #DIV/0! | #DIV/0! | #DIV/0! | #DIV/0! | #DIV/0! | #DIV/0! | #DIV/0! | #DIV/0! | #DIV/0! | #DIV/0! | 4 | 2 | 1 | 0 | 0 | 0 | 0 | 0 | #N/A | #N/A | #N/A | #N/A | #N/A | #N/A | #N/A | #N/A | #N/A | #N/A | #N/A | #N/A | #N/A | #N/A | #N/A | #N/A | #DIV/0! | #DIV/0! | #DIV/0! | #DIV/0! | #DIV/0! | #DIV/0! | #DIV/0! | #DIV/0! | #DIV/0! | #DIV/0! | #DIV/0! | #DIV/0! | #DIV/0! | #DIV/0! | #DIV/0! | #DIV/0! | #DIV/0! | #DIV/0! | #DIV/0! | #DIV/0! | #DIV/0! | #DIV/0! | #DIV/0! | #DIV/0! | #DIV/0! | #DIV/0! | #DIV/0! | #DIV/0! | #DIV/0! | #DIV/0! | #DIV/0! | #DIV/0! | #DIV/0! | #DIV/0! | #DIV/0! | #DIV/0!
0 | 0 | 0 | 0 | #DIV/0! | #DIV/0! | #DIV/0! | #DIV/0! | #DIV/0! | #DIV/0! | #DIV/0! | #DIV/0! | #DIV/0! | #DIV/0! | #DIV/0! | #DIV/0! | #DIV/0! | #DIV/0! | #DIV/0! | #DIV/0! | 0 | 0 | #DIV/0! | #DIV/0! | #DIV/0! | #DIV/0! | #DIV/0! | #DIV/0! | #DIV/0! | #DIV/0! | #DIV/0! | #DIV/0! | #DIV/0! | #DIV/0! | #DIV/0! | #DIV/0! | #DIV/0! | #DIV/0! | #DIV/0! | #DIV/0! | #DIV/0! | #DIV/0! | #DIV/0! | #DIV/0! | #DIV/0! | #DIV/0! | #DIV/0! | #DIV/0! | 4 | 2 | 1 | 0 | 0 | 0 | 0 | 0 | #N/A | #N/A | #N/A | #N/A | #N/A | #N/A | #N/A | #N/A | #N/A | #N/A | #N/A | #N/A | #N/A | #N/A | #N/A | #N/A | #DIV/0! | #DIV/0! | #DIV/0! | #DIV/0! | #DIV/0! | #DIV/0! | #DIV/0! | #DIV/0! | #DIV/0! | #DIV/0! | #DIV/0! | #DIV/0! | #DIV/0! | #DIV/0! | #DIV/0! | #DIV/0! | #DIV/0! | #DIV/0! | #DIV/0! | #DIV/0! | #DIV/0! | #DIV/0! | #DIV/0! | #DIV/0! | #DIV/0! | #DIV/0! | #DIV/0! | #DIV/0! | #DIV/0! | #DIV/0! | #DIV/0! | #DIV/0! | #DIV/0! | #DIV/0! | #DIV/0! | #DIV/0!
0 | 0 | 0 | 0 | #DIV/0! | #DIV/0! | #DIV/0! | #DIV/0! | #DIV/0! | #DIV/0! | #DIV/0! | #DIV/0! | #DIV/0! | #DIV/0! | #DIV/0! | #DIV/0! | #DIV/0! | #DIV/0! | #DIV/0! | #DIV/0! | 0 | 0 | #DIV/0! | #DIV/0! | #DIV/0! | #DIV/0! | #DIV/0! | #DIV/0! | #DIV/0! | #DIV/0! | #DIV/0! | #DIV/0! | #DIV/0! | #DIV/0! | #DIV/0! | #DIV/0! | #DIV/0! | #DIV/0! | #DIV/0! | #DIV/0! | #DIV/0! | #DIV/0! | #DIV/0! | #DIV/0! | #DIV/0! | #DIV/0! | #DIV/0! | #DIV/0! | 4 | 2 | 1 | 0 | 0 | 0 | 0 | 0 | #N/A | #N/A | #N/A | #N/A | #N/A | #N/A | #N/A | #N/A | #N/A | #N/A | #N/A | #N/A | #N/A | #N/A | #N/A | #N/A | #DIV/0! | #DIV/0! | #DIV/0! | #DIV/0! | #DIV/0! | #DIV/0! | #DIV/0! | #DIV/0! | #DIV/0! | #DIV/0! | #DIV/0! | #DIV/0! | #DIV/0! | #DIV/0! | #DIV/0! | #DIV/0! | #DIV/0! | #DIV/0! | #DIV/0! | #DIV/0! | #DIV/0! | #DIV/0! | #DIV/0! | #DIV/0! | #DIV/0! | #DIV/0! | #DIV/0! | #DIV/0! | #DIV/0! | #DIV/0! | #DIV/0! | #DIV/0! | #DIV/0! | #DIV/0! | #DIV/0! | #DIV/0!
0 | 0 | 0 | 0 | #DIV/0! | #DIV/0! | #DIV/0! | #DIV/0! | #DIV/0! | #DIV/0! | #DIV/0! | #DIV/0! | #DIV/0! | #DIV/0! | #DIV/0! | #DIV/0! | #DIV/0! | #DIV/0! | #DIV/0! | #DIV/0! | 0 | 0 | #DIV/0! | #DIV/0! | #DIV/0! | #DIV/0! | #DIV/0! | #DIV/0! | #DIV/0! | #DIV/0! | #DIV/0! | #DIV/0! | #DIV/0! | #DIV/0! | #DIV/0! | #DIV/0! | #DIV/0! | #DIV/0! | #DIV/0! | #DIV/0! | #DIV/0! | #DIV/0! | #DIV/0! | #DIV/0! | #DIV/0! | #DIV/0! | #DIV/0! | #DIV/0! | 4 | 2 | 1 | 0 | 0 | 0 | 0 | 0 | #N/A | #N/A | #N/A | #N/A | #N/A | #N/A | #N/A | #N/A | #N/A | #N/A | #N/A | #N/A | #N/A | #N/A | #N/A | #N/A | #DIV/0! | #DIV/0! | #DIV/0! | #DIV/0! | #DIV/0! | #DIV/0! | #DIV/0! | #DIV/0! | #DIV/0! | #DIV/0! | #DIV/0! | #DIV/0! | #DIV/0! | #DIV/0! | #DIV/0! | #DIV/0! | #DIV/0! | #DIV/0! | #DIV/0! | #DIV/0! | #DIV/0! | #DIV/0! | #DIV/0! | #DIV/0! | #DIV/0! | #DIV/0! | #DIV/0! | #DIV/0! | #DIV/0! | #DIV/0! | #DIV/0! | #DIV/0! | #DIV/0! | #DIV/0! | #DIV/0! | #DIV/0!
0 | 0 | 0 | 0 | #DIV/0! | #DIV/0! | #DIV/0! | #DIV/0! | #DIV/0! | #DIV/0! | #DIV/0! | #DIV/0! | #DIV/0! | #DIV/0! | #DIV/0! | #DIV/0! | #DIV/0! | #DIV/0! | #DIV/0! | #DIV/0! | 0 | 0 | #DIV/0! | #DIV/0! | #DIV/0! | #DIV/0! | #DIV/0! | #DIV/0! | #DIV/0! | #DIV/0! | #DIV/0! | #DIV/0! | #DIV/0! | #DIV/0! | #DIV/0! | #DIV/0! | #DIV/0! | #DIV/0! | #DIV/0! | #DIV/0! | #DIV/0! | #DIV/0! | #DIV/0! | #DIV/0! | #DIV/0! | #DIV/0! | #DIV/0! | #DIV/0! | 4 | 2 | 1 | 0 | 0 | 0 | 0 | 0 | #N/A | #N/A | #N/A | #N/A | #N/A | #N/A | #N/A | #N/A | #N/A | #N/A | #N/A | #N/A | #N/A | #N/A | #N/A | #N/A | #DIV/0! | #DIV/0! | #DIV/0! | #DIV/0! | #DIV/0! | #DIV/0! | #DIV/0! | #DIV/0! | #DIV/0! | #DIV/0! | #DIV/0! | #DIV/0! | #DIV/0! | #DIV/0! | #DIV/0! | #DIV/0! | #DIV/0! | #DIV/0! | #DIV/0! | #DIV/0! | #DIV/0! | #DIV/0! | #DIV/0! | #DIV/0! | #DIV/0! | #DIV/0! | #DIV/0! | #DIV/0! | #DIV/0! | #DIV/0! | #DIV/0! | #DIV/0! | #DIV/0! | #DIV/0! | #DIV/0! | #DIV/0!
0 | 0 | 0 | 0 | #DIV/0! | #DIV/0! | #DIV/0! | #DIV/0! | #DIV/0! | #DIV/0! | #DIV/0! | #DIV/0! | #DIV/0! | #DIV/0! | #DIV/0! | #DIV/0! | #DIV/0! | #DIV/0! | #DIV/0! | #DIV/0! | 0 | 0 | #DIV/0! | #DIV/0! | #DIV/0! | #DIV/0! | #DIV/0! | #DIV/0! | #DIV/0! | #DIV/0! | #DIV/0! | #DIV/0! | #DIV/0! | #DIV/0! | #DIV/0! | #DIV/0! | #DIV/0! | #DIV/0! | #DIV/0! | #DIV/0! | #DIV/0! | #DIV/0! | #DIV/0! | #DIV/0! | #DIV/0! | #DIV/0! | #DIV/0! | #DIV/0! | 4 | 2 | 1 | 0 | 0 | 0 | 0 | 0 | #N/A | #N/A | #N/A | #N/A | #N/A | #N/A | #N/A | #N/A | #N/A | #N/A | #N/A | #N/A | #N/A | #N/A | #N/A | #N/A | #DIV/0! | #DIV/0! | #DIV/0! | #DIV/0! | #DIV/0! | #DIV/0! | #DIV/0! | #DIV/0! | #DIV/0! | #DIV/0! | #DIV/0! | #DIV/0! | #DIV/0! | #DIV/0! | #DIV/0! | #DIV/0! | #DIV/0! | #DIV/0! | #DIV/0! | #DIV/0! | #DIV/0! | #DIV/0! | #DIV/0! | #DIV/0! | #DIV/0! | #DIV/0! | #DIV/0! | #DIV/0! | #DIV/0! | #DIV/0! | #DIV/0! | #DIV/0! | #DIV/0! | #DIV/0! | #DIV/0! | #DIV/0!
0 | 0 | 0 | 0 | #DIV/0! | #DIV/0! | #DIV/0! | #DIV/0! | #DIV/0! | #DIV/0! | #DIV/0! | #DIV/0! | #DIV/0! | #DIV/0! | #DIV/0! | #DIV/0! | #DIV/0! | #DIV/0! | #DIV/0! | #DIV/0! | 0 | 0 | #DIV/0! | #DIV/0! | #DIV/0! | #DIV/0! | #DIV/0! | #DIV/0! | #DIV/0! | #DIV/0! | #DIV/0! | #DIV/0! | #DIV/0! | #DIV/0! | #DIV/0! | #DIV/0! | #DIV/0! | #DIV/0! | #DIV/0! | #DIV/0! | #DIV/0! | #DIV/0! | #DIV/0! | #DIV/0! | #DIV/0! | #DIV/0! | #DIV/0! | #DIV/0! | 4 | 2 | 1 | 0 | 0 | 0 | 0 | 0 | #N/A | #N/A | #N/A | #N/A | #N/A | #N/A | #N/A | #N/A | #N/A | #N/A | #N/A | #N/A | #N/A | #N/A | #N/A | #N/A | #DIV/0! | #DIV/0! | #DIV/0! | #DIV/0! | #DIV/0! | #DIV/0! | #DIV/0! | #DIV/0! | #DIV/0! | #DIV/0! | #DIV/0! | #DIV/0! | #DIV/0! | #DIV/0! | #DIV/0! | #DIV/0! | #DIV/0! | #DIV/0! | #DIV/0! | #DIV/0! | #DIV/0! | #DIV/0! | #DIV/0! | #DIV/0! | #DIV/0! | #DIV/0! | #DIV/0! | #DIV/0! | #DIV/0! | #DIV/0! | #DIV/0! | #DIV/0! | #DIV/0! | #DIV/0! | #DIV/0! | #DIV/0!
0 | 0 | 0 | 0 | #DIV/0! | #DIV/0! | #DIV/0! | #DIV/0! | #DIV/0! | #DIV/0! | #DIV/0! | #DIV/0! | #DIV/0! | #DIV/0! | #DIV/0! | #DIV/0! | #DIV/0! | #DIV/0! | #DIV/0! | #DIV/0! | 0 | 0 | #DIV/0! | #DIV/0! | #DIV/0! | #DIV/0! | #DIV/0! | #DIV/0! | #DIV/0! | #DIV/0! | #DIV/0! | #DIV/0! | #DIV/0! | #DIV/0! | #DIV/0! | #DIV/0! | #DIV/0! | #DIV/0! | #DIV/0! | #DIV/0! | #DIV/0! | #DIV/0! | #DIV/0! | #DIV/0! | #DIV/0! | #DIV/0! | #DIV/0! | #DIV/0! | 4 | 2 | 1 | 0 | 0 | 0 | 0 | 0 | #N/A | #N/A | #N/A | #N/A | #N/A | #N/A | #N/A | #N/A | #N/A | #N/A | #N/A | #N/A | #N/A | #N/A | #N/A | #N/A | #DIV/0! | #DIV/0! | #DIV/0! | #DIV/0! | #DIV/0! | #DIV/0! | #DIV/0! | #DIV/0! | #DIV/0! | #DIV/0! | #DIV/0! | #DIV/0! | #DIV/0! | #DIV/0! | #DIV/0! | #DIV/0! | #DIV/0! | #DIV/0! | #DIV/0! | #DIV/0! | #DIV/0! | #DIV/0! | #DIV/0! | #DIV/0! | #DIV/0! | #DIV/0! | #DIV/0! | #DIV/0! | #DIV/0! | #DIV/0! | #DIV/0! | #DIV/0! | #DIV/0! | #DIV/0! | #DIV/0! | #DIV/0!
0 | 0 | 0 | 0 | #DIV/0! | #DIV/0! | #DIV/0! | #DIV/0! | #DIV/0! | #DIV/0! | #DIV/0! | #DIV/0! | #DIV/0! | #DIV/0! | #DIV/0! | #DIV/0! | #DIV/0! | #DIV/0! | #DIV/0! | #DIV/0! | 0 | 0 | #DIV/0! | #DIV/0! | #DIV/0! | #DIV/0! | #DIV/0! | #DIV/0! | #DIV/0! | #DIV/0! | #DIV/0! | #DIV/0! | #DIV/0! | #DIV/0! | #DIV/0! | #DIV/0! | #DIV/0! | #DIV/0! | #DIV/0! | #DIV/0! | #DIV/0! | #DIV/0! | #DIV/0! | #DIV/0! | #DIV/0! | #DIV/0! | #DIV/0! | #DIV/0! | 4 | 2 | 1 | 0 | 0 | 0 | 0 | 0 | #N/A | #N/A | #N/A | #N/A | #N/A | #N/A | #N/A | #N/A | #N/A | #N/A | #N/A | #N/A | #N/A | #N/A | #N/A | #N/A | #DIV/0! | #DIV/0! | #DIV/0! | #DIV/0! | #DIV/0! | #DIV/0! | #DIV/0! | #DIV/0! | #DIV/0! | #DIV/0! | #DIV/0! | #DIV/0! | #DIV/0! | #DIV/0! | #DIV/0! | #DIV/0! | #DIV/0! | #DIV/0! | #DIV/0! | #DIV/0! | #DIV/0! | #DIV/0! | #DIV/0! | #DIV/0! | #DIV/0! | #DIV/0! | #DIV/0! | #DIV/0! | #DIV/0! | #DIV/0! | #DIV/0! | #DIV/0! | #DIV/0! | #DIV/0! | #DIV/0! | #DIV/0!
0 | 0 | 0 | 0 | #DIV/0! | #DIV/0! | #DIV/0! | #DIV/0! | #DIV/0! | #DIV/0! | #DIV/0! | #DIV/0! | #DIV/0! | #DIV/0! | #DIV/0! | #DIV/0! | #DIV/0! | #DIV/0! | #DIV/0! | #DIV/0! | 0 | 0 | #DIV/0! | #DIV/0! | #DIV/0! | #DIV/0! | #DIV/0! | #DIV/0! | #DIV/0! | #DIV/0! | #DIV/0! | #DIV/0! | #DIV/0! | #DIV/0! | #DIV/0! | #DIV/0! | #DIV/0! | #DIV/0! | #DIV/0! | #DIV/0! | #DIV/0! | #DIV/0! | #DIV/0! | #DIV/0! | #DIV/0! | #DIV/0! | #DIV/0! | #DIV/0! | 4 | 2 | 1 | 0 | 0 | 0 | 0 | 0 | #N/A | #N/A | #N/A | #N/A | #N/A | #N/A | #N/A | #N/A | #N/A | #N/A | #N/A | #N/A | #N/A | #N/A | #N/A | #N/A | #DIV/0! | #DIV/0! | #DIV/0! | #DIV/0! | #DIV/0! | #DIV/0! | #DIV/0! | #DIV/0! | #DIV/0! | #DIV/0! | #DIV/0! | #DIV/0! | #DIV/0! | #DIV/0! | #DIV/0! | #DIV/0! | #DIV/0! | #DIV/0! | #DIV/0! | #DIV/0! | #DIV/0! | #DIV/0! | #DIV/0! | #DIV/0! | #DIV/0! | #DIV/0! | #DIV/0! | #DIV/0! | #DIV/0! | #DIV/0! | #DIV/0! | #DIV/0! | #DIV/0! | #DIV/0! | #DIV/0! | #DIV/0!
0 | 0 | 0 | 0 | #DIV/0! | #DIV/0! | #DIV/0! | #DIV/0! | #DIV/0! | #DIV/0! | #DIV/0! | #DIV/0! | #DIV/0! | #DIV/0! | #DIV/0! | #DIV/0! | #DIV/0! | #DIV/0! | #DIV/0! | #DIV/0! | 0 | 0 | #DIV/0! | #DIV/0! | #DIV/0! | #DIV/0! | #DIV/0! | #DIV/0! | #DIV/0! | #DIV/0! | #DIV/0! | #DIV/0! | #DIV/0! | #DIV/0! | #DIV/0! | #DIV/0! | #DIV/0! | #DIV/0! | #DIV/0! | #DIV/0! | #DIV/0! | #DIV/0! | #DIV/0! | #DIV/0! | #DIV/0! | #DIV/0! | #DIV/0! | #DIV/0! | 4 | 2 | 1 | 0 | 0 | 0 | 0 | 0 | #N/A | #N/A | #N/A | #N/A | #N/A | #N/A | #N/A | #N/A | #N/A | #N/A | #N/A | #N/A | #N/A | #N/A | #N/A | #N/A | #DIV/0! | #DIV/0! | #DIV/0! | #DIV/0! | #DIV/0! | #DIV/0! | #DIV/0! | #DIV/0! | #DIV/0! | #DIV/0! | #DIV/0! | #DIV/0! | #DIV/0! | #DIV/0! | #DIV/0! | #DIV/0! | #DIV/0! | #DIV/0! | #DIV/0! | #DIV/0! | #DIV/0! | #DIV/0! | #DIV/0! | #DIV/0! | #DIV/0! | #DIV/0! | #DIV/0! | #DIV/0! | #DIV/0! | #DIV/0! | #DIV/0! | #DIV/0! | #DIV/0! | #DIV/0! | #DIV/0! | #DIV/0!
0 | 0 | 0 | 0 | #DIV/0! | #DIV/0! | #DIV/0! | #DIV/0! | #DIV/0! | #DIV/0! | #DIV/0! | #DIV/0! | #DIV/0! | #DIV/0! | #DIV/0! | #DIV/0! | #DIV/0! | #DIV/0! | #DIV/0! | #DIV/0! | 0 | 0 | #DIV/0! | #DIV/0! | #DIV/0! | #DIV/0! | #DIV/0! | #DIV/0! | #DIV/0! | #DIV/0! | #DIV/0! | #DIV/0! | #DIV/0! | #DIV/0! | #DIV/0! | #DIV/0! | #DIV/0! | #DIV/0! | #DIV/0! | #DIV/0! | #DIV/0! | #DIV/0! | #DIV/0! | #DIV/0! | #DIV/0! | #DIV/0! | #DIV/0! | #DIV/0! | 4 | 2 | 1 | 0 | 0 | 0 | 0 | 0 | #N/A | #N/A | #N/A | #N/A | #N/A | #N/A | #N/A | #N/A | #N/A | #N/A | #N/A | #N/A | #N/A | #N/A | #N/A | #N/A | #DIV/0! | #DIV/0! | #DIV/0! | #DIV/0! | #DIV/0! | #DIV/0! | #DIV/0! | #DIV/0! | #DIV/0! | #DIV/0! | #DIV/0! | #DIV/0! | #DIV/0! | #DIV/0! | #DIV/0! | #DIV/0! | #DIV/0! | #DIV/0! | #DIV/0! | #DIV/0! | #DIV/0! | #DIV/0! | #DIV/0! | #DIV/0! | #DIV/0! | #DIV/0! | #DIV/0! | #DIV/0! | #DIV/0! | #DIV/0! | #DIV/0! | #DIV/0! | #DIV/0! | #DIV/0! | #DIV/0! | #DIV/0!
0 | 0 | 0 | 0 | #DIV/0! | #DIV/0! | #DIV/0! | #DIV/0! | #DIV/0! | #DIV/0! | #DIV/0! | #DIV/0! | #DIV/0! | #DIV/0! | #DIV/0! | #DIV/0! | #DIV/0! | #DIV/0! | #DIV/0! | #DIV/0! | 0 | 0 | #DIV/0! | #DIV/0! | #DIV/0! | #DIV/0! | #DIV/0! | #DIV/0! | #DIV/0! | #DIV/0! | #DIV/0! | #DIV/0! | #DIV/0! | #DIV/0! | #DIV/0! | #DIV/0! | #DIV/0! | #DIV/0! | #DIV/0! | #DIV/0! | #DIV/0! | #DIV/0! | #DIV/0! | #DIV/0! | #DIV/0! | #DIV/0! | #DIV/0! | #DIV/0! | 4 | 2 | 1 | 0 | 0 | 0 | 0 | 0 | #N/A | #N/A | #N/A | #N/A | #N/A | #N/A | #N/A | #N/A | #N/A | #N/A | #N/A | #N/A | #N/A | #N/A | #N/A | #N/A | #DIV/0! | #DIV/0! | #DIV/0! | #DIV/0! | #DIV/0! | #DIV/0! | #DIV/0! | #DIV/0! | #DIV/0! | #DIV/0! | #DIV/0! | #DIV/0! | #DIV/0! | #DIV/0! | #DIV/0! | #DIV/0! | #DIV/0! | #DIV/0! | #DIV/0! | #DIV/0! | #DIV/0! | #DIV/0! | #DIV/0! | #DIV/0! | #DIV/0! | #DIV/0! | #DIV/0! | #DIV/0! | #DIV/0! | #DIV/0! | #DIV/0! | #DIV/0! | #DIV/0! | #DIV/0! | #DIV/0! | #DIV/0!
0 | 0 | 0 | 0 | #DIV/0! | #DIV/0! | #DIV/0! | #DIV/0! | #DIV/0! | #DIV/0! | #DIV/0! | #DIV/0! | #DIV/0! | #DIV/0! | #DIV/0! | #DIV/0! | #DIV/0! | #DIV/0! | #DIV/0! | #DIV/0! | 0 | 0 | #DIV/0! | #DIV/0! | #DIV/0! | #DIV/0! | #DIV/0! | #DIV/0! | #DIV/0! | #DIV/0! | #DIV/0! | #DIV/0! | #DIV/0! | #DIV/0! | #DIV/0! | #DIV/0! | #DIV/0! | #DIV/0! | #DIV/0! | #DIV/0! | #DIV/0! | #DIV/0! | #DIV/0! | #DIV/0! | #DIV/0! | #DIV/0! | #DIV/0! | #DIV/0! | 4 | 2 | 1 | 0 | 0 | 0 | 0 | 0 | #N/A | #N/A | #N/A | #N/A | #N/A | #N/A | #N/A | #N/A | #N/A | #N/A | #N/A | #N/A | #N/A | #N/A | #N/A | #N/A | #DIV/0! | #DIV/0! | #DIV/0! | #DIV/0! | #DIV/0! | #DIV/0! | #DIV/0! | #DIV/0! | #DIV/0! | #DIV/0! | #DIV/0! | #DIV/0! | #DIV/0! | #DIV/0! | #DIV/0! | #DIV/0! | #DIV/0! | #DIV/0! | #DIV/0! | #DIV/0! | #DIV/0! | #DIV/0! | #DIV/0! | #DIV/0! | #DIV/0! | #DIV/0! | #DIV/0! | #DIV/0! | #DIV/0! | #DIV/0! | #DIV/0! | #DIV/0! | #DIV/0! | #DIV/0! | #DIV/0! | #DIV/0!
0 | 0 | 0 | 0 | #DIV/0! | #DIV/0! | #DIV/0! | #DIV/0! | #DIV/0! | #DIV/0! | #DIV/0! | #DIV/0! | #DIV/0! | #DIV/0! | #DIV/0! | #DIV/0! | #DIV/0! | #DIV/0! | #DIV/0! | #DIV/0! | 0 | 0 | #DIV/0! | #DIV/0! | #DIV/0! | #DIV/0! | #DIV/0! | #DIV/0! | #DIV/0! | #DIV/0! | #DIV/0! | #DIV/0! | #DIV/0! | #DIV/0! | #DIV/0! | #DIV/0! | #DIV/0! | #DIV/0! | #DIV/0! | #DIV/0! | #DIV/0! | #DIV/0! | #DIV/0! | #DIV/0! | #DIV/0! | #DIV/0! | #DIV/0! | #DIV/0! | 4 | 2 | 1 | 0 | 0 | 0 | 0 | 0 | #N/A | #N/A | #N/A | #N/A | #N/A | #N/A | #N/A | #N/A | #N/A | #N/A | #N/A | #N/A | #N/A | #N/A | #N/A | #N/A | #DIV/0! | #DIV/0! | #DIV/0! | #DIV/0! | #DIV/0! | #DIV/0! | #DIV/0! | #DIV/0! | #DIV/0! | #DIV/0! | #DIV/0! | #DIV/0! | #DIV/0! | #DIV/0! | #DIV/0! | #DIV/0! | #DIV/0! | #DIV/0! | #DIV/0! | #DIV/0! | #DIV/0! | #DIV/0! | #DIV/0! | #DIV/0! | #DIV/0! | #DIV/0! | #DIV/0! | #DIV/0! | #DIV/0! | #DIV/0! | #DIV/0! | #DIV/0! | #DIV/0! | #DIV/0! | #DIV/0! | #DIV/0!
0 | 0 | 0 | 0 | #DIV/0! | #DIV/0! | #DIV/0! | #DIV/0! | #DIV/0! | #DIV/0! | #DIV/0! | #DIV/0! | #DIV/0! | #DIV/0! | #DIV/0! | #DIV/0! | #DIV/0! | #DIV/0! | #DIV/0! | #DIV/0! | 0 | 0 | #DIV/0! | #DIV/0! | #DIV/0! | #DIV/0! | #DIV/0! | #DIV/0! | #DIV/0! | #DIV/0! | #DIV/0! | #DIV/0! | #DIV/0! | #DIV/0! | #DIV/0! | #DIV/0! | #DIV/0! | #DIV/0! | #DIV/0! | #DIV/0! | #DIV/0! | #DIV/0! | #DIV/0! | #DIV/0! | #DIV/0! | #DIV/0! | #DIV/0! | #DIV/0! | 4 | 2 | 1 | 0 | 0 | 0 | 0 | 0 | #N/A | #N/A | #N/A | #N/A | #N/A | #N/A | #N/A | #N/A | #N/A | #N/A | #N/A | #N/A | #N/A | #N/A | #N/A | #N/A | #DIV/0! | #DIV/0! | #DIV/0! | #DIV/0! | #DIV/0! | #DIV/0! | #DIV/0! | #DIV/0! | #DIV/0! | #DIV/0! | #DIV/0! | #DIV/0! | #DIV/0! | #DIV/0! | #DIV/0! | #DIV/0! | #DIV/0! | #DIV/0! | #DIV/0! | #DIV/0! | #DIV/0! | #DIV/0! | #DIV/0! | #DIV/0! | #DIV/0! | #DIV/0! | #DIV/0! | #DIV/0! | #DIV/0! | #DIV/0! | #DIV/0! | #DIV/0! | #DIV/0! | #DIV/0! | #DIV/0! | #DIV/0!
0 | 0 | 0 | 0 | #DIV/0! | #DIV/0! | #DIV/0! | #DIV/0! | #DIV/0! | #DIV/0! | #DIV/0! | #DIV/0! | #DIV/0! | #DIV/0! | #DIV/0! | #DIV/0! | #DIV/0! | #DIV/0! | #DIV/0! | #DIV/0! | 0 | 0 | #DIV/0! | #DIV/0! | #DIV/0! | #DIV/0! | #DIV/0! | #DIV/0! | #DIV/0! | #DIV/0! | #DIV/0! | #DIV/0! | #DIV/0! | #DIV/0! | #DIV/0! | #DIV/0! | #DIV/0! | #DIV/0! | #DIV/0! | #DIV/0! | #DIV/0! | #DIV/0! | #DIV/0! | #DIV/0! | #DIV/0! | #DIV/0! | #DIV/0! | #DIV/0! | 4 | 2 | 1 | 0 | 0 | 0 | 0 | 0 | #N/A | #N/A | #N/A | #N/A | #N/A | #N/A | #N/A | #N/A | #N/A | #N/A | #N/A | #N/A | #N/A | #N/A | #N/A | #N/A | #DIV/0! | #DIV/0! | #DIV/0! | #DIV/0! | #DIV/0! | #DIV/0! | #DIV/0! | #DIV/0! | #DIV/0! | #DIV/0! | #DIV/0! | #DIV/0! | #DIV/0! | #DIV/0! | #DIV/0! | #DIV/0! | #DIV/0! | #DIV/0! | #DIV/0! | #DIV/0! | #DIV/0! | #DIV/0! | #DIV/0! | #DIV/0! | #DIV/0! | #DIV/0! | #DIV/0! | #DIV/0! | #DIV/0! | #DIV/0! | #DIV/0! | #DIV/0! | #DIV/0! | #DIV/0! | #DIV/0! | #DIV/0!
0 | 0 | 0 | 0 | #DIV/0! | #DIV/0! | #DIV/0! | #DIV/0! | #DIV/0! | #DIV/0! | #DIV/0! | #DIV/0! | #DIV/0! | #DIV/0! | #DIV/0! | #DIV/0! | #DIV/0! | #DIV/0! | #DIV/0! | #DIV/0! | 0 | 0 | #DIV/0! | #DIV/0! | #DIV/0! | #DIV/0! | #DIV/0! | #DIV/0! | #DIV/0! | #DIV/0! | #DIV/0! | #DIV/0! | #DIV/0! | #DIV/0! | #DIV/0! | #DIV/0! | #DIV/0! | #DIV/0! | #DIV/0! | #DIV/0! | #DIV/0! | #DIV/0! | #DIV/0! | #DIV/0! | #DIV/0! | #DIV/0! | #DIV/0! | #DIV/0! | 4 | 2 | 1 | 0 | 0 | 0 | 0 | 0 | #N/A | #N/A | #N/A | #N/A | #N/A | #N/A | #N/A | #N/A | #N/A | #N/A | #N/A | #N/A | #N/A | #N/A | #N/A | #N/A | #DIV/0! | #DIV/0! | #DIV/0! | #DIV/0! | #DIV/0! | #DIV/0! | #DIV/0! | #DIV/0! | #DIV/0! | #DIV/0! | #DIV/0! | #DIV/0! | #DIV/0! | #DIV/0! | #DIV/0! | #DIV/0! | #DIV/0! | #DIV/0! | #DIV/0! | #DIV/0! | #DIV/0! | #DIV/0! | #DIV/0! | #DIV/0! | #DIV/0! | #DIV/0! | #DIV/0! | #DIV/0! | #DIV/0! | #DIV/0! | #DIV/0! | #DIV/0! | #DIV/0! | #DIV/0! | #DIV/0! | #DIV/0!
0 | 0 | 0 | 0 | #DIV/0! | #DIV/0! | #DIV/0! | #DIV/0! | #DIV/0! | #DIV/0! | #DIV/0! | #DIV/0! | #DIV/0! | #DIV/0! | #DIV/0! | #DIV/0! | #DIV/0! | #DIV/0! | #DIV/0! | #DIV/0! | 0 | 0 | #DIV/0! | #DIV/0! | #DIV/0! | #DIV/0! | #DIV/0! | #DIV/0! | #DIV/0! | #DIV/0! | #DIV/0! | #DIV/0! | #DIV/0! | #DIV/0! | #DIV/0! | #DIV/0! | #DIV/0! | #DIV/0! | #DIV/0! | #DIV/0! | #DIV/0! | #DIV/0! | #DIV/0! | #DIV/0! | #DIV/0! | #DIV/0! | #DIV/0! | #DIV/0! | 4 | 2 | 1 | 0 | 0 | 0 | 0 | 0 | #N/A | #N/A | #N/A | #N/A | #N/A | #N/A | #N/A | #N/A | #N/A | #N/A | #N/A | #N/A | #N/A | #N/A | #N/A | #N/A | #DIV/0! | #DIV/0! | #DIV/0! | #DIV/0! | #DIV/0! | #DIV/0! | #DIV/0! | #DIV/0! | #DIV/0! | #DIV/0! | #DIV/0! | #DIV/0! | #DIV/0! | #DIV/0! | #DIV/0! | #DIV/0! | #DIV/0! | #DIV/0! | #DIV/0! | #DIV/0! | #DIV/0! | #DIV/0! | #DIV/0! | #DIV/0! | #DIV/0! | #DIV/0! | #DIV/0! | #DIV/0! | #DIV/0! | #DIV/0! | #DIV/0! | #DIV/0! | #DIV/0! | #DIV/0! | #DIV/0! | #DIV/0!
0 | 0 | 0 | 0 | #DIV/0! | #DIV/0! | #DIV/0! | #DIV/0! | #DIV/0! | #DIV/0! | #DIV/0! | #DIV/0! | #DIV/0! | #DIV/0! | #DIV/0! | #DIV/0! | #DIV/0! | #DIV/0! | #DIV/0! | #DIV/0! | 0 | 0 | #DIV/0! | #DIV/0! | #DIV/0! | #DIV/0! | #DIV/0! | #DIV/0! | #DIV/0! | #DIV/0! | #DIV/0! | #DIV/0! | #DIV/0! | #DIV/0! | #DIV/0! | #DIV/0! | #DIV/0! | #DIV/0! | #DIV/0! | #DIV/0! | #DIV/0! | #DIV/0! | #DIV/0! | #DIV/0! | #DIV/0! | #DIV/0! | #DIV/0! | #DIV/0! | 4 | 2 | 1 | 0 | 0 | 0 | 0 | 0 | #N/A | #N/A | #N/A | #N/A | #N/A | #N/A | #N/A | #N/A | #N/A | #N/A | #N/A | #N/A | #N/A | #N/A | #N/A | #N/A | #DIV/0! | #DIV/0! | #DIV/0! | #DIV/0! | #DIV/0! | #DIV/0! | #DIV/0! | #DIV/0! | #DIV/0! | #DIV/0! | #DIV/0! | #DIV/0! | #DIV/0! | #DIV/0! | #DIV/0! | #DIV/0! | #DIV/0! | #DIV/0! | #DIV/0! | #DIV/0! | #DIV/0! | #DIV/0! | #DIV/0! | #DIV/0! | #DIV/0! | #DIV/0! | #DIV/0! | #DIV/0! | #DIV/0! | #DIV/0! | #DIV/0! | #DIV/0! | #DIV/0! | #DIV/0! | #DIV/0! | #DIV/0!
0 | 0 | 0 | 0 | #DIV/0! | #DIV/0! | #DIV/0! | #DIV/0! | #DIV/0! | #DIV/0! | #DIV/0! | #DIV/0! | #DIV/0! | #DIV/0! | #DIV/0! | #DIV/0! | #DIV/0! | #DIV/0! | #DIV/0! | #DIV/0! | 0 | 0 | #DIV/0! | #DIV/0! | #DIV/0! | #DIV/0! | #DIV/0! | #DIV/0! | #DIV/0! | #DIV/0! | #DIV/0! | #DIV/0! | #DIV/0! | #DIV/0! | #DIV/0! | #DIV/0! | #DIV/0! | #DIV/0! | #DIV/0! | #DIV/0! | #DIV/0! | #DIV/0! | #DIV/0! | #DIV/0! | #DIV/0! | #DIV/0! | #DIV/0! | #DIV/0! | 4 | 2 | 1 | 0 | 0 | 0 | 0 | 0 | #N/A | #N/A | #N/A | #N/A | #N/A | #N/A | #N/A | #N/A | #N/A | #N/A | #N/A | #N/A | #N/A | #N/A | #N/A | #N/A | #DIV/0! | #DIV/0! | #DIV/0! | #DIV/0! | #DIV/0! | #DIV/0! | #DIV/0! | #DIV/0! | #DIV/0! | #DIV/0! | #DIV/0! | #DIV/0! | #DIV/0! | #DIV/0! | #DIV/0! | #DIV/0! | #DIV/0! | #DIV/0! | #DIV/0! | #DIV/0! | #DIV/0! | #DIV/0! | #DIV/0! | #DIV/0! | #DIV/0! | #DIV/0! | #DIV/0! | #DIV/0! | #DIV/0! | #DIV/0! | #DIV/0! | #DIV/0! | #DIV/0! | #DIV/0! | #DIV/0! | #DIV/0!
0 | 0 | 0 | 0 | #DIV/0! | #DIV/0! | #DIV/0! | #DIV/0! | #DIV/0! | #DIV/0! | #DIV/0! | #DIV/0! | #DIV/0! | #DIV/0! | #DIV/0! | #DIV/0! | #DIV/0! | #DIV/0! | #DIV/0! | #DIV/0! | 0 | 0 | #DIV/0! | #DIV/0! | #DIV/0! | #DIV/0! | #DIV/0! | #DIV/0! | #DIV/0! | #DIV/0! | #DIV/0! | #DIV/0! | #DIV/0! | #DIV/0! | #DIV/0! | #DIV/0! | #DIV/0! | #DIV/0! | #DIV/0! | #DIV/0! | #DIV/0! | #DIV/0! | #DIV/0! | #DIV/0! | #DIV/0! | #DIV/0! | #DIV/0! | #DIV/0! | 4 | 2 | 1 | 0 | 0 | 0 | 0 | 0 | #N/A | #N/A | #N/A | #N/A | #N/A | #N/A | #N/A | #N/A | #N/A | #N/A | #N/A | #N/A | #N/A | #N/A | #N/A | #N/A | #DIV/0! | #DIV/0! | #DIV/0! | #DIV/0! | #DIV/0! | #DIV/0! | #DIV/0! | #DIV/0! | #DIV/0! | #DIV/0! | #DIV/0! | #DIV/0! | #DIV/0! | #DIV/0! | #DIV/0! | #DIV/0! | #DIV/0! | #DIV/0! | #DIV/0! | #DIV/0! | #DIV/0! | #DIV/0! | #DIV/0! | #DIV/0! | #DIV/0! | #DIV/0! | #DIV/0! | #DIV/0! | #DIV/0! | #DIV/0! | #DIV/0! | #DIV/0! | #DIV/0! | #DIV/0! | #DIV/0! | #DIV/0!
0 | 0 | 0 | 0 | #DIV/0! | #DIV/0! | #DIV/0! | #DIV/0! | #DIV/0! | #DIV/0! | #DIV/0! | #DIV/0! | #DIV/0! | #DIV/0! | #DIV/0! | #DIV/0! | #DIV/0! | #DIV/0! | #DIV/0! | #DIV/0! | 0 | 0 | #DIV/0! | #DIV/0! | #DIV/0! | #DIV/0! | #DIV/0! | #DIV/0! | #DIV/0! | #DIV/0! | #DIV/0! | #DIV/0! | #DIV/0! | #DIV/0! | #DIV/0! | #DIV/0! | #DIV/0! | #DIV/0! | #DIV/0! | #DIV/0! | #DIV/0! | #DIV/0! | #DIV/0! | #DIV/0! | #DIV/0! | #DIV/0! | #DIV/0! | #DIV/0! | 4 | 2 | 1 | 0 | 0 | 0 | 0 | 0 | #N/A | #N/A | #N/A | #N/A | #N/A | #N/A | #N/A | #N/A | #N/A | #N/A | #N/A | #N/A | #N/A | #N/A | #N/A | #N/A | #DIV/0! | #DIV/0! | #DIV/0! | #DIV/0! | #DIV/0! | #DIV/0! | #DIV/0! | #DIV/0! | #DIV/0! | #DIV/0! | #DIV/0! | #DIV/0! | #DIV/0! | #DIV/0! | #DIV/0! | #DIV/0! | #DIV/0! | #DIV/0! | #DIV/0! | #DIV/0! | #DIV/0! | #DIV/0! | #DIV/0! | #DIV/0! | #DIV/0! | #DIV/0! | #DIV/0! | #DIV/0! | #DIV/0! | #DIV/0! | #DIV/0! | #DIV/0! | #DIV/0! | #DIV/0! | #DIV/0! | #DIV/0!
0 | 0 | 0 | 0 | #DIV/0! | #DIV/0! | #DIV/0! | #DIV/0! | #DIV/0! | #DIV/0! | #DIV/0! | #DIV/0! | #DIV/0! | #DIV/0! | #DIV/0! | #DIV/0! | #DIV/0! | #DIV/0! | #DIV/0! | #DIV/0! | 0 | 0 | #DIV/0! | #DIV/0! | #DIV/0! | #DIV/0! | #DIV/0! | #DIV/0! | #DIV/0! | #DIV/0! | #DIV/0! | #DIV/0! | #DIV/0! | #DIV/0! | #DIV/0! | #DIV/0! | #DIV/0! | #DIV/0! | #DIV/0! | #DIV/0! | #DIV/0! | #DIV/0! | #DIV/0! | #DIV/0! | #DIV/0! | #DIV/0! | #DIV/0! | #DIV/0! | 4 | 2 | 1 | 0 | 0 | 0 | 0 | 0 | #N/A | #N/A | #N/A | #N/A | #N/A | #N/A | #N/A | #N/A | #N/A | #N/A | #N/A | #N/A | #N/A | #N/A | #N/A | #N/A | #DIV/0! | #DIV/0! | #DIV/0! | #DIV/0! | #DIV/0! | #DIV/0! | #DIV/0! | #DIV/0! | #DIV/0! | #DIV/0! | #DIV/0! | #DIV/0! | #DIV/0! | #DIV/0! | #DIV/0! | #DIV/0! | #DIV/0! | #DIV/0! | #DIV/0! | #DIV/0! | #DIV/0! | #DIV/0! | #DIV/0! | #DIV/0! | #DIV/0! | #DIV/0! | #DIV/0! | #DIV/0! | #DIV/0! | #DIV/0! | #DIV/0! | #DIV/0! | #DIV/0! | #DIV/0! | #DIV/0! | #DIV/0!
0 | 0 | 0 | 0 | #DIV/0! | #DIV/0! | #DIV/0! | #DIV/0! | #DIV/0! | #DIV/0! | #DIV/0! | #DIV/0! | #DIV/0! | #DIV/0! | #DIV/0! | #DIV/0! | #DIV/0! | #DIV/0! | #DIV/0! | #DIV/0! | 0 | 0 | #DIV/0! | #DIV/0! | #DIV/0! | #DIV/0! | #DIV/0! | #DIV/0! | #DIV/0! | #DIV/0! | #DIV/0! | #DIV/0! | #DIV/0! | #DIV/0! | #DIV/0! | #DIV/0! | #DIV/0! | #DIV/0! | #DIV/0! | #DIV/0! | #DIV/0! | #DIV/0! | #DIV/0! | #DIV/0! | #DIV/0! | #DIV/0! | #DIV/0! | #DIV/0! | 4 | 2 | 1 | 0 | 0 | 0 | 0 | 0 | #N/A | #N/A | #N/A | #N/A | #N/A | #N/A | #N/A | #N/A | #N/A | #N/A | #N/A | #N/A | #N/A | #N/A | #N/A | #N/A | #DIV/0! | #DIV/0! | #DIV/0! | #DIV/0! | #DIV/0! | #DIV/0! | #DIV/0! | #DIV/0! | #DIV/0! | #DIV/0! | #DIV/0! | #DIV/0! | #DIV/0! | #DIV/0! | #DIV/0! | #DIV/0! | #DIV/0! | #DIV/0! | #DIV/0! | #DIV/0! | #DIV/0! | #DIV/0! | #DIV/0! | #DIV/0! | #DIV/0! | #DIV/0! | #DIV/0! | #DIV/0! | #DIV/0! | #DIV/0! | #DIV/0! | #DIV/0! | #DIV/0! | #DIV/0! | #DIV/0! | #DIV/0!
0 | 0 | 0 | 0 | #DIV/0! | #DIV/0! | #DIV/0! | #DIV/0! | #DIV/0! | #DIV/0! | #DIV/0! | #DIV/0! | #DIV/0! | #DIV/0! | #DIV/0! | #DIV/0! | #DIV/0! | #DIV/0! | #DIV/0! | #DIV/0! | 0 | 0 | #DIV/0! | #DIV/0! | #DIV/0! | #DIV/0! | #DIV/0! | #DIV/0! | #DIV/0! | #DIV/0! | #DIV/0! | #DIV/0! | #DIV/0! | #DIV/0! | #DIV/0! | #DIV/0! | #DIV/0! | #DIV/0! | #DIV/0! | #DIV/0! | #DIV/0! | #DIV/0! | #DIV/0! | #DIV/0! | #DIV/0! | #DIV/0! | #DIV/0! | #DIV/0! | 4 | 2 | 1 | 0 | 0 | 0 | 0 | 0 | #N/A | #N/A | #N/A | #N/A | #N/A | #N/A | #N/A | #N/A | #N/A | #N/A | #N/A | #N/A | #N/A | #N/A | #N/A | #N/A | #DIV/0! | #DIV/0! | #DIV/0! | #DIV/0! | #DIV/0! | #DIV/0! | #DIV/0! | #DIV/0! | #DIV/0! | #DIV/0! | #DIV/0! | #DIV/0! | #DIV/0! | #DIV/0! | #DIV/0! | #DIV/0! | #DIV/0! | #DIV/0! | #DIV/0! | #DIV/0! | #DIV/0! | #DIV/0! | #DIV/0! | #DIV/0! | #DIV/0! | #DIV/0! | #DIV/0! | #DIV/0! | #DIV/0! | #DIV/0! | #DIV/0! | #DIV/0! | #DIV/0! | #DIV/0! | #DIV/0! | #DIV/0!
0 | 0 | 0 | 0 | #DIV/0! | #DIV/0! | #DIV/0! | #DIV/0! | #DIV/0! | #DIV/0! | #DIV/0! | #DIV/0! | #DIV/0! | #DIV/0! | #DIV/0! | #DIV/0! | #DIV/0! | #DIV/0! | #DIV/0! | #DIV/0! | 0 | 0 | #DIV/0! | #DIV/0! | #DIV/0! | #DIV/0! | #DIV/0! | #DIV/0! | #DIV/0! | #DIV/0! | #DIV/0! | #DIV/0! | #DIV/0! | #DIV/0! | #DIV/0! | #DIV/0! | #DIV/0! | #DIV/0! | #DIV/0! | #DIV/0! | #DIV/0! | #DIV/0! | #DIV/0! | #DIV/0! | #DIV/0! | #DIV/0! | #DIV/0! | #DIV/0! | 4 | 2 | 1 | 0 | 0 | 0 | 0 | 0 | #N/A | #N/A | #N/A | #N/A | #N/A | #N/A | #N/A | #N/A | #N/A | #N/A | #N/A | #N/A | #N/A | #N/A | #N/A | #N/A | #DIV/0! | #DIV/0! | #DIV/0! | #DIV/0! | #DIV/0! | #DIV/0! | #DIV/0! | #DIV/0! | #DIV/0! | #DIV/0! | #DIV/0! | #DIV/0! | #DIV/0! | #DIV/0! | #DIV/0! | #DIV/0! | #DIV/0! | #DIV/0! | #DIV/0! | #DIV/0! | #DIV/0! | #DIV/0! | #DIV/0! | #DIV/0! | #DIV/0! | #DIV/0! | #DIV/0! | #DIV/0! | #DIV/0! | #DIV/0! | #DIV/0! | #DIV/0! | #DIV/0! | #DIV/0! | #DIV/0! | #DIV/0!
0 | 0 | 0 | 0 | #DIV/0! | #DIV/0! | #DIV/0! | #DIV/0! | #DIV/0! | #DIV/0! | #DIV/0! | #DIV/0! | #DIV/0! | #DIV/0! | #DIV/0! | #DIV/0! | #DIV/0! | #DIV/0! | #DIV/0! | #DIV/0! | 0 | 0 | #DIV/0! | #DIV/0! | #DIV/0! | #DIV/0! | #DIV/0! | #DIV/0! | #DIV/0! | #DIV/0! | #DIV/0! | #DIV/0! | #DIV/0! | #DIV/0! | #DIV/0! | #DIV/0! | #DIV/0! | #DIV/0! | #DIV/0! | #DIV/0! | #DIV/0! | #DIV/0! | #DIV/0! | #DIV/0! | #DIV/0! | #DIV/0! | #DIV/0! | #DIV/0! | 4 | 2 | 1 | 0 | 0 | 0 | 0 | 0 | #N/A | #N/A | #N/A | #N/A | #N/A | #N/A | #N/A | #N/A | #N/A | #N/A | #N/A | #N/A | #N/A | #N/A | #N/A | #N/A | #DIV/0! | #DIV/0! | #DIV/0! | #DIV/0! | #DIV/0! | #DIV/0! | #DIV/0! | #DIV/0! | #DIV/0! | #DIV/0! | #DIV/0! | #DIV/0! | #DIV/0! | #DIV/0! | #DIV/0! | #DIV/0! | #DIV/0! | #DIV/0! | #DIV/0! | #DIV/0! | #DIV/0! | #DIV/0! | #DIV/0! | #DIV/0! | #DIV/0! | #DIV/0! | #DIV/0! | #DIV/0! | #DIV/0! | #DIV/0! | #DIV/0! | #DIV/0! | #DIV/0! | #DIV/0! | #DIV/0! | #DIV/0!
0 | 0 | 0 | 0 | #DIV/0! | #DIV/0! | #DIV/0! | #DIV/0! | #DIV/0! | #DIV/0! | #DIV/0! | #DIV/0! | #DIV/0! | #DIV/0! | #DIV/0! | #DIV/0! | #DIV/0! | #DIV/0! | #DIV/0! | #DIV/0! | 0 | 0 | #DIV/0! | #DIV/0! | #DIV/0! | #DIV/0! | #DIV/0! | #DIV/0! | #DIV/0! | #DIV/0! | #DIV/0! | #DIV/0! | #DIV/0! | #DIV/0! | #DIV/0! | #DIV/0! | #DIV/0! | #DIV/0! | #DIV/0! | #DIV/0! | #DIV/0! | #DIV/0! | #DIV/0! | #DIV/0! | #DIV/0! | #DIV/0! | #DIV/0! | #DIV/0! | 4 | 2 | 1 | 0 | 0 | 0 | 0 | 0 | #N/A | #N/A | #N/A | #N/A | #N/A | #N/A | #N/A | #N/A | #N/A | #N/A | #N/A | #N/A | #N/A | #N/A | #N/A | #N/A | #DIV/0! | #DIV/0! | #DIV/0! | #DIV/0! | #DIV/0! | #DIV/0! | #DIV/0! | #DIV/0! | #DIV/0! | #DIV/0! | #DIV/0! | #DIV/0! | #DIV/0! | #DIV/0! | #DIV/0! | #DIV/0! | #DIV/0! | #DIV/0! | #DIV/0! | #DIV/0! | #DIV/0! | #DIV/0! | #DIV/0! | #DIV/0! | #DIV/0! | #DIV/0! | #DIV/0! | #DIV/0! | #DIV/0! | #DIV/0! | #DIV/0! | #DIV/0! | #DIV/0! | #DIV/0! | #DIV/0! | #DIV/0!
0 | 0 | 0 | 0 | #DIV/0! | #DIV/0! | #DIV/0! | #DIV/0! | #DIV/0! | #DIV/0! | #DIV/0! | #DIV/0! | #DIV/0! | #DIV/0! | #DIV/0! | #DIV/0! | #DIV/0! | #DIV/0! | #DIV/0! | #DIV/0! | 0 | 0 | #DIV/0! | #DIV/0! | #DIV/0! | #DIV/0! | #DIV/0! | #DIV/0! | #DIV/0! | #DIV/0! | #DIV/0! | #DIV/0! | #DIV/0! | #DIV/0! | #DIV/0! | #DIV/0! | #DIV/0! | #DIV/0! | #DIV/0! | #DIV/0! | #DIV/0! | #DIV/0! | #DIV/0! | #DIV/0! | #DIV/0! | #DIV/0! | #DIV/0! | #DIV/0! | 4 | 2 | 1 | 0 | 0 | 0 | 0 | 0 | #N/A | #N/A | #N/A | #N/A | #N/A | #N/A | #N/A | #N/A | #N/A | #N/A | #N/A | #N/A | #N/A | #N/A | #N/A | #N/A | #DIV/0! | #DIV/0! | #DIV/0! | #DIV/0! | #DIV/0! | #DIV/0! | #DIV/0! | #DIV/0! | #DIV/0! | #DIV/0! | #DIV/0! | #DIV/0! | #DIV/0! | #DIV/0! | #DIV/0! | #DIV/0! | #DIV/0! | #DIV/0! | #DIV/0! | #DIV/0! | #DIV/0! | #DIV/0! | #DIV/0! | #DIV/0! | #DIV/0! | #DIV/0! | #DIV/0! | #DIV/0! | #DIV/0! | #DIV/0! | #DIV/0! | #DIV/0! | #DIV/0! | #DIV/0! | #DIV/0! | #DIV/0!
0 | 0 | 0 | 0 | #DIV/0! | #DIV/0! | #DIV/0! | #DIV/0! | #DIV/0! | #DIV/0! | #DIV/0! | #DIV/0! | #DIV/0! | #DIV/0! | #DIV/0! | #DIV/0! | #DIV/0! | #DIV/0! | #DIV/0! | #DIV/0! | 0 | 0 | #DIV/0! | #DIV/0! | #DIV/0! | #DIV/0! | #DIV/0! | #DIV/0! | #DIV/0! | #DIV/0! | #DIV/0! | #DIV/0! | #DIV/0! | #DIV/0! | #DIV/0! | #DIV/0! | #DIV/0! | #DIV/0! | #DIV/0! | #DIV/0! | #DIV/0! | #DIV/0! | #DIV/0! | #DIV/0! | #DIV/0! | #DIV/0! | #DIV/0! | #DIV/0! | 4 | 2 | 1 | 0 | 0 | 0 | 0 | 0 | #N/A | #N/A | #N/A | #N/A | #N/A | #N/A | #N/A | #N/A | #N/A | #N/A | #N/A | #N/A | #N/A | #N/A | #N/A | #N/A | #DIV/0! | #DIV/0! | #DIV/0! | #DIV/0! | #DIV/0! | #DIV/0! | #DIV/0! | #DIV/0! | #DIV/0! | #DIV/0! | #DIV/0! | #DIV/0! | #DIV/0! | #DIV/0! | #DIV/0! | #DIV/0! | #DIV/0! | #DIV/0! | #DIV/0! | #DIV/0! | #DIV/0! | #DIV/0! | #DIV/0! | #DIV/0! | #DIV/0! | #DIV/0! | #DIV/0! | #DIV/0! | #DIV/0! | #DIV/0! | #DIV/0! | #DIV/0! | #DIV/0! | #DIV/0! | #DIV/0! | #DIV/0!
0 | 0 | 0 | 0 | #DIV/0! | #DIV/0! | #DIV/0! | #DIV/0! | #DIV/0! | #DIV/0! | #DIV/0! | #DIV/0! | #DIV/0! | #DIV/0! | #DIV/0! | #DIV/0! | #DIV/0! | #DIV/0! | #DIV/0! | #DIV/0! | 0 | 0 | #DIV/0! | #DIV/0! | #DIV/0! | #DIV/0! | #DIV/0! | #DIV/0! | #DIV/0! | #DIV/0! | #DIV/0! | #DIV/0! | #DIV/0! | #DIV/0! | #DIV/0! | #DIV/0! | #DIV/0! | #DIV/0! | #DIV/0! | #DIV/0! | #DIV/0! | #DIV/0! | #DIV/0! | #DIV/0! | #DIV/0! | #DIV/0! | #DIV/0! | #DIV/0! | 4 | 2 | 1 | 0 | 0 | 0 | 0 | 0 | #N/A | #N/A | #N/A | #N/A | #N/A | #N/A | #N/A | #N/A | #N/A | #N/A | #N/A | #N/A | #N/A | #N/A | #N/A | #N/A | #DIV/0! | #DIV/0! | #DIV/0! | #DIV/0! | #DIV/0! | #DIV/0! | #DIV/0! | #DIV/0! | #DIV/0! | #DIV/0! | #DIV/0! | #DIV/0! | #DIV/0! | #DIV/0! | #DIV/0! | #DIV/0! | #DIV/0! | #DIV/0! | #DIV/0! | #DIV/0! | #DIV/0! | #DIV/0! | #DIV/0! | #DIV/0! | #DIV/0! | #DIV/0! | #DIV/0! | #DIV/0! | #DIV/0! | #DIV/0! | #DIV/0! | #DIV/0! | #DIV/0! | #DIV/0! | #DIV/0! | #DIV/0!
0 | 0 | 0 | 0 | #DIV/0! | #DIV/0! | #DIV/0! | #DIV/0! | #DIV/0! | #DIV/0! | #DIV/0! | #DIV/0! | #DIV/0! | #DIV/0! | #DIV/0! | #DIV/0! | #DIV/0! | #DIV/0! | #DIV/0! | #DIV/0! | 0 | 0 | #DIV/0! | #DIV/0! | #DIV/0! | #DIV/0! | #DIV/0! | #DIV/0! | #DIV/0! | #DIV/0! | #DIV/0! | #DIV/0! | #DIV/0! | #DIV/0! | #DIV/0! | #DIV/0! | #DIV/0! | #DIV/0! | #DIV/0! | #DIV/0! | #DIV/0! | #DIV/0! | #DIV/0! | #DIV/0! | #DIV/0! | #DIV/0! | #DIV/0! | #DIV/0! | 4 | 2 | 1 | 0 | 0 | 0 | 0 | 0 | #N/A | #N/A | #N/A | #N/A | #N/A | #N/A | #N/A | #N/A | #N/A | #N/A | #N/A | #N/A | #N/A | #N/A | #N/A | #N/A | #DIV/0! | #DIV/0! | #DIV/0! | #DIV/0! | #DIV/0! | #DIV/0! | #DIV/0! | #DIV/0! | #DIV/0! | #DIV/0! | #DIV/0! | #DIV/0! | #DIV/0! | #DIV/0! | #DIV/0! | #DIV/0! | #DIV/0! | #DIV/0! | #DIV/0! | #DIV/0! | #DIV/0! | #DIV/0! | #DIV/0! | #DIV/0! | #DIV/0! | #DIV/0! | #DIV/0! | #DIV/0! | #DIV/0! | #DIV/0! | #DIV/0! | #DIV/0! | #DIV/0! | #DIV/0! | #DIV/0! | #DIV/0!
0 | 0 | 0 | 0 | #DIV/0! | #DIV/0! | #DIV/0! | #DIV/0! | #DIV/0! | #DIV/0! | #DIV/0! | #DIV/0! | #DIV/0! | #DIV/0! | #DIV/0! | #DIV/0! | #DIV/0! | #DIV/0! | #DIV/0! | #DIV/0! | 0 | 0 | #DIV/0! | #DIV/0! | #DIV/0! | #DIV/0! | #DIV/0! | #DIV/0! | #DIV/0! | #DIV/0! | #DIV/0! | #DIV/0! | #DIV/0! | #DIV/0! | #DIV/0! | #DIV/0! | #DIV/0! | #DIV/0! | #DIV/0! | #DIV/0! | #DIV/0! | #DIV/0! | #DIV/0! | #DIV/0! | #DIV/0! | #DIV/0! | #DIV/0! | #DIV/0! | 4 | 2 | 1 | 0 | 0 | 0 | 0 | 0 | #N/A | #N/A | #N/A | #N/A | #N/A | #N/A | #N/A | #N/A | #N/A | #N/A | #N/A | #N/A | #N/A | #N/A | #N/A | #N/A | #DIV/0! | #DIV/0! | #DIV/0! | #DIV/0! | #DIV/0! | #DIV/0! | #DIV/0! | #DIV/0! | #DIV/0! | #DIV/0! | #DIV/0! | #DIV/0! | #DIV/0! | #DIV/0! | #DIV/0! | #DIV/0! | #DIV/0! | #DIV/0! | #DIV/0! | #DIV/0! | #DIV/0! | #DIV/0! | #DIV/0! | #DIV/0! | #DIV/0! | #DIV/0! | #DIV/0! | #DIV/0! | #DIV/0! | #DIV/0! | #DIV/0! | #DIV/0! | #DIV/0! | #DIV/0! | #DIV/0! | #DIV/0!
0 | 0 | 0 | 0 | #DIV/0! | #DIV/0! | #DIV/0! | #DIV/0! | #DIV/0! | #DIV/0! | #DIV/0! | #DIV/0! | #DIV/0! | #DIV/0! | #DIV/0! | #DIV/0! | #DIV/0! | #DIV/0! | #DIV/0! | #DIV/0! | 0 | 0 | #DIV/0! | #DIV/0! | #DIV/0! | #DIV/0! | #DIV/0! | #DIV/0! | #DIV/0! | #DIV/0! | #DIV/0! | #DIV/0! | #DIV/0! | #DIV/0! | #DIV/0! | #DIV/0! | #DIV/0! | #DIV/0! | #DIV/0! | #DIV/0! | #DIV/0! | #DIV/0! | #DIV/0! | #DIV/0! | #DIV/0! | #DIV/0! | #DIV/0! | #DIV/0! | 4 | 2 | 1 | 0 | 0 | 0 | 0 | 0 | #N/A | #N/A | #N/A | #N/A | #N/A | #N/A | #N/A | #N/A | #N/A | #N/A | #N/A | #N/A | #N/A | #N/A | #N/A | #N/A | #DIV/0! | #DIV/0! | #DIV/0! | #DIV/0! | #DIV/0! | #DIV/0! | #DIV/0! | #DIV/0! | #DIV/0! | #DIV/0! | #DIV/0! | #DIV/0! | #DIV/0! | #DIV/0! | #DIV/0! | #DIV/0! | #DIV/0! | #DIV/0! | #DIV/0! | #DIV/0! | #DIV/0! | #DIV/0! | #DIV/0! | #DIV/0! | #DIV/0! | #DIV/0! | #DIV/0! | #DIV/0! | #DIV/0! | #DIV/0! | #DIV/0! | #DIV/0! | #DIV/0! | #DIV/0! | #DIV/0! | #DIV/0!
0 | 0 | 0 | 0 | #DIV/0! | #DIV/0! | #DIV/0! | #DIV/0! | #DIV/0! | #DIV/0! | #DIV/0! | #DIV/0! | #DIV/0! | #DIV/0! | #DIV/0! | #DIV/0! | #DIV/0! | #DIV/0! | #DIV/0! | #DIV/0! | 0 | 0 | #DIV/0! | #DIV/0! | #DIV/0! | #DIV/0! | #DIV/0! | #DIV/0! | #DIV/0! | #DIV/0! | #DIV/0! | #DIV/0! | #DIV/0! | #DIV/0! | #DIV/0! | #DIV/0! | #DIV/0! | #DIV/0! | #DIV/0! | #DIV/0! | #DIV/0! | #DIV/0! | #DIV/0! | #DIV/0! | #DIV/0! | #DIV/0! | #DIV/0! | #DIV/0! | 4 | 2 | 1 | 0 | 0 | 0 | 0 | 0 | #N/A | #N/A | #N/A | #N/A | #N/A | #N/A | #N/A | #N/A | #N/A | #N/A | #N/A | #N/A | #N/A | #N/A | #N/A | #N/A | #DIV/0! | #DIV/0! | #DIV/0! | #DIV/0! | #DIV/0! | #DIV/0! | #DIV/0! | #DIV/0! | #DIV/0! | #DIV/0! | #DIV/0! | #DIV/0! | #DIV/0! | #DIV/0! | #DIV/0! | #DIV/0! | #DIV/0! | #DIV/0! | #DIV/0! | #DIV/0! | #DIV/0! | #DIV/0! | #DIV/0! | #DIV/0! | #DIV/0! | #DIV/0! | #DIV/0! | #DIV/0! | #DIV/0! | #DIV/0! | #DIV/0! | #DIV/0! | #DIV/0! | #DIV/0! | #DIV/0! | #DIV/0!
0 | 0 | 0 | 0 | #DIV/0! | #DIV/0! | #DIV/0! | #DIV/0! | #DIV/0! | #DIV/0! | #DIV/0! | #DIV/0! | #DIV/0! | #DIV/0! | #DIV/0! | #DIV/0! | #DIV/0! | #DIV/0! | #DIV/0! | #DIV/0! | 0 | 0 | #DIV/0! | #DIV/0! | #DIV/0! | #DIV/0! | #DIV/0! | #DIV/0! | #DIV/0! | #DIV/0! | #DIV/0! | #DIV/0! | #DIV/0! | #DIV/0! | #DIV/0! | #DIV/0! | #DIV/0! | #DIV/0! | #DIV/0! | #DIV/0! | #DIV/0! | #DIV/0! | #DIV/0! | #DIV/0! | #DIV/0! | #DIV/0! | #DIV/0! | #DIV/0! | 4 | 2 | 1 | 0 | 0 | 0 | 0 | 0 | #N/A | #N/A | #N/A | #N/A | #N/A | #N/A | #N/A | #N/A | #N/A | #N/A | #N/A | #N/A | #N/A | #N/A | #N/A | #N/A | #DIV/0! | #DIV/0! | #DIV/0! | #DIV/0! | #DIV/0! | #DIV/0! | #DIV/0! | #DIV/0! | #DIV/0! | #DIV/0! | #DIV/0! | #DIV/0! | #DIV/0! | #DIV/0! | #DIV/0! | #DIV/0! | #DIV/0! | #DIV/0! | #DIV/0! | #DIV/0! | #DIV/0! | #DIV/0! | #DIV/0! | #DIV/0! | #DIV/0! | #DIV/0! | #DIV/0! | #DIV/0! | #DIV/0! | #DIV/0! | #DIV/0! | #DIV/0! | #DIV/0! | #DIV/0! | #DIV/0! | #DIV/0!
0 | 0 | 0 | 0 | #DIV/0! | #DIV/0! | #DIV/0! | #DIV/0! | #DIV/0! | #DIV/0! | #DIV/0! | #DIV/0! | #DIV/0! | #DIV/0! | #DIV/0! | #DIV/0! | #DIV/0! | #DIV/0! | #DIV/0! | #DIV/0! | 0 | 0 | #DIV/0! | #DIV/0! | #DIV/0! | #DIV/0! | #DIV/0! | #DIV/0! | #DIV/0! | #DIV/0! | #DIV/0! | #DIV/0! | #DIV/0! | #DIV/0! | #DIV/0! | #DIV/0! | #DIV/0! | #DIV/0! | #DIV/0! | #DIV/0! | #DIV/0! | #DIV/0! | #DIV/0! | #DIV/0! | #DIV/0! | #DIV/0! | #DIV/0! | #DIV/0! | 4 | 2 | 1 | 0 | 0 | 0 | 0 | 0 | #N/A | #N/A | #N/A | #N/A | #N/A | #N/A | #N/A | #N/A | #N/A | #N/A | #N/A | #N/A | #N/A | #N/A | #N/A | #N/A | #DIV/0! | #DIV/0! | #DIV/0! | #DIV/0! | #DIV/0! | #DIV/0! | #DIV/0! | #DIV/0! | #DIV/0! | #DIV/0! | #DIV/0! | #DIV/0! | #DIV/0! | #DIV/0! | #DIV/0! | #DIV/0! | #DIV/0! | #DIV/0! | #DIV/0! | #DIV/0! | #DIV/0! | #DIV/0! | #DIV/0! | #DIV/0! | #DIV/0! | #DIV/0! | #DIV/0! | #DIV/0! | #DIV/0! | #DIV/0! | #DIV/0! | #DIV/0! | #DIV/0! | #DIV/0! | #DIV/0! | #DIV/0!
0 | 0 | 0 | 0 | #DIV/0! | #DIV/0! | #DIV/0! | #DIV/0! | #DIV/0! | #DIV/0! | #DIV/0! | #DIV/0! | #DIV/0! | #DIV/0! | #DIV/0! | #DIV/0! | #DIV/0! | #DIV/0! | #DIV/0! | #DIV/0! | 0 | 0 | #DIV/0! | #DIV/0! | #DIV/0! | #DIV/0! | #DIV/0! | #DIV/0! | #DIV/0! | #DIV/0! | #DIV/0! | #DIV/0! | #DIV/0! | #DIV/0! | #DIV/0! | #DIV/0! | #DIV/0! | #DIV/0! | #DIV/0! | #DIV/0! | #DIV/0! | #DIV/0! | #DIV/0! | #DIV/0! | #DIV/0! | #DIV/0! | #DIV/0! | #DIV/0! | 4 | 2 | 1 | 0 | 0 | 0 | 0 | 0 | #N/A | #N/A | #N/A | #N/A | #N/A | #N/A | #N/A | #N/A | #N/A | #N/A | #N/A | #N/A | #N/A | #N/A | #N/A | #N/A | #DIV/0! | #DIV/0! | #DIV/0! | #DIV/0! | #DIV/0! | #DIV/0! | #DIV/0! | #DIV/0! | #DIV/0! | #DIV/0! | #DIV/0! | #DIV/0! | #DIV/0! | #DIV/0! | #DIV/0! | #DIV/0! | #DIV/0! | #DIV/0! | #DIV/0! | #DIV/0! | #DIV/0! | #DIV/0! | #DIV/0! | #DIV/0! | #DIV/0! | #DIV/0! | #DIV/0! | #DIV/0! | #DIV/0! | #DIV/0! | #DIV/0! | #DIV/0! | #DIV/0! | #DIV/0! | #DIV/0! | #DIV/0!
0 | 0 | 0 | 0 | #DIV/0! | #DIV/0! | #DIV/0! | #DIV/0! | #DIV/0! | #DIV/0! | #DIV/0! | #DIV/0! | #DIV/0! | #DIV/0! | #DIV/0! | #DIV/0! | #DIV/0! | #DIV/0! | #DIV/0! | #DIV/0! | 0 | 0 | #DIV/0! | #DIV/0! | #DIV/0! | #DIV/0! | #DIV/0! | #DIV/0! | #DIV/0! | #DIV/0! | #DIV/0! | #DIV/0! | #DIV/0! | #DIV/0! | #DIV/0! | #DIV/0! | #DIV/0! | #DIV/0! | #DIV/0! | #DIV/0! | #DIV/0! | #DIV/0! | #DIV/0! | #DIV/0! | #DIV/0! | #DIV/0! | #DIV/0! | #DIV/0! | 4 | 2 | 1 | 0 | 0 | 0 | 0 | 0 | #N/A | #N/A | #N/A | #N/A | #N/A | #N/A | #N/A | #N/A | #N/A | #N/A | #N/A | #N/A | #N/A | #N/A | #N/A | #N/A | #DIV/0! | #DIV/0! | #DIV/0! | #DIV/0! | #DIV/0! | #DIV/0! | #DIV/0! | #DIV/0! | #DIV/0! | #DIV/0! | #DIV/0! | #DIV/0! | #DIV/0! | #DIV/0! | #DIV/0! | #DIV/0! | #DIV/0! | #DIV/0! | #DIV/0! | #DIV/0! | #DIV/0! | #DIV/0! | #DIV/0! | #DIV/0! | #DIV/0! | #DIV/0! | #DIV/0! | #DIV/0! | #DIV/0! | #DIV/0! | #DIV/0! | #DIV/0! | #DIV/0! | #DIV/0! | #DIV/0! | #DIV/0!
0 | 0 | 0 | 0 | #DIV/0! | #DIV/0! | #DIV/0! | #DIV/0! | #DIV/0! | #DIV/0! | #DIV/0! | #DIV/0! | #DIV/0! | #DIV/0! | #DIV/0! | #DIV/0! | #DIV/0! | #DIV/0! | #DIV/0! | #DIV/0! | 0 | 0 | #DIV/0! | #DIV/0! | #DIV/0! | #DIV/0! | #DIV/0! | #DIV/0! | #DIV/0! | #DIV/0! | #DIV/0! | #DIV/0! | #DIV/0! | #DIV/0! | #DIV/0! | #DIV/0! | #DIV/0! | #DIV/0! | #DIV/0! | #DIV/0! | #DIV/0! | #DIV/0! | #DIV/0! | #DIV/0! | #DIV/0! | #DIV/0! | #DIV/0! | #DIV/0! | 4 | 2 | 1 | 0 | 0 | 0 | 0 | 0 | #N/A | #N/A | #N/A | #N/A | #N/A | #N/A | #N/A | #N/A | #N/A | #N/A | #N/A | #N/A | #N/A | #N/A | #N/A | #N/A | #DIV/0! | #DIV/0! | #DIV/0! | #DIV/0! | #DIV/0! | #DIV/0! | #DIV/0! | #DIV/0! | #DIV/0! | #DIV/0! | #DIV/0! | #DIV/0! | #DIV/0! | #DIV/0! | #DIV/0! | #DIV/0! | #DIV/0! | #DIV/0! | #DIV/0! | #DIV/0! | #DIV/0! | #DIV/0! | #DIV/0! | #DIV/0! | #DIV/0! | #DIV/0! | #DIV/0! | #DIV/0! | #DIV/0! | #DIV/0! | #DIV/0! | #DIV/0! | #DIV/0! | #DIV/0! | #DIV/0! | #DIV/0!
0 | 0 | 0 | 0 | #DIV/0! | #DIV/0! | #DIV/0! | #DIV/0! | #DIV/0! | #DIV/0! | #DIV/0! | #DIV/0! | #DIV/0! | #DIV/0! | #DIV/0! | #DIV/0! | #DIV/0! | #DIV/0! | #DIV/0! | #DIV/0! | 0 | 0 | #DIV/0! | #DIV/0! | #DIV/0! | #DIV/0! | #DIV/0! | #DIV/0! | #DIV/0! | #DIV/0! | #DIV/0! | #DIV/0! | #DIV/0! | #DIV/0! | #DIV/0! | #DIV/0! | #DIV/0! | #DIV/0! | #DIV/0! | #DIV/0! | #DIV/0! | #DIV/0! | #DIV/0! | #DIV/0! | #DIV/0! | #DIV/0! | #DIV/0! | #DIV/0! | 4 | 2 | 1 | 0 | 0 | 0 | 0 | 0 | #N/A | #N/A | #N/A | #N/A | #N/A | #N/A | #N/A | #N/A | #N/A | #N/A | #N/A | #N/A | #N/A | #N/A | #N/A | #N/A | #DIV/0! | #DIV/0! | #DIV/0! | #DIV/0! | #DIV/0! | #DIV/0! | #DIV/0! | #DIV/0! | #DIV/0! | #DIV/0! | #DIV/0! | #DIV/0! | #DIV/0! | #DIV/0! | #DIV/0! | #DIV/0! | #DIV/0! | #DIV/0! | #DIV/0! | #DIV/0! | #DIV/0! | #DIV/0! | #DIV/0! | #DIV/0! | #DIV/0! | #DIV/0! | #DIV/0! | #DIV/0! | #DIV/0! | #DIV/0! | #DIV/0! | #DIV/0! | #DIV/0! | #DIV/0! | #DIV/0! | #DIV/0!
0 | 0 | 0 | 0 | #DIV/0! | #DIV/0! | #DIV/0! | #DIV/0! | #DIV/0! | #DIV/0! | #DIV/0! | #DIV/0! | #DIV/0! | #DIV/0! | #DIV/0! | #DIV/0! | #DIV/0! | #DIV/0! | #DIV/0! | #DIV/0! | 0 | 0 | #DIV/0! | #DIV/0! | #DIV/0! | #DIV/0! | #DIV/0! | #DIV/0! | #DIV/0! | #DIV/0! | #DIV/0! | #DIV/0! | #DIV/0! | #DIV/0! | #DIV/0! | #DIV/0! | #DIV/0! | #DIV/0! | #DIV/0! | #DIV/0! | #DIV/0! | #DIV/0! | #DIV/0! | #DIV/0! | #DIV/0! | #DIV/0! | #DIV/0! | #DIV/0! | 4 | 2 | 1 | 0 | 0 | 0 | 0 | 0 | #N/A | #N/A | #N/A | #N/A | #N/A | #N/A | #N/A | #N/A | #N/A | #N/A | #N/A | #N/A | #N/A | #N/A | #N/A | #N/A | #DIV/0! | #DIV/0! | #DIV/0! | #DIV/0! | #DIV/0! | #DIV/0! | #DIV/0! | #DIV/0! | #DIV/0! | #DIV/0! | #DIV/0! | #DIV/0! | #DIV/0! | #DIV/0! | #DIV/0! | #DIV/0! | #DIV/0! | #DIV/0! | #DIV/0! | #DIV/0! | #DIV/0! | #DIV/0! | #DIV/0! | #DIV/0! | #DIV/0! | #DIV/0! | #DIV/0! | #DIV/0! | #DIV/0! | #DIV/0! | #DIV/0! | #DIV/0! | #DIV/0! | #DIV/0! | #DIV/0! | #DIV/0!
0 | 0 | 0 | 0 | #DIV/0! | #DIV/0! | #DIV/0! | #DIV/0! | #DIV/0! | #DIV/0! | #DIV/0! | #DIV/0! | #DIV/0! | #DIV/0! | #DIV/0! | #DIV/0! | #DIV/0! | #DIV/0! | #DIV/0! | #DIV/0! | 0 | 0 | #DIV/0! | #DIV/0! | #DIV/0! | #DIV/0! | #DIV/0! | #DIV/0! | #DIV/0! | #DIV/0! | #DIV/0! | #DIV/0! | #DIV/0! | #DIV/0! | #DIV/0! | #DIV/0! | #DIV/0! | #DIV/0! | #DIV/0! | #DIV/0! | #DIV/0! | #DIV/0! | #DIV/0! | #DIV/0! | #DIV/0! | #DIV/0! | #DIV/0! | #DIV/0! | 4 | 2 | 1 | 0 | 0 | 0 | 0 | 0 | #N/A | #N/A | #N/A | #N/A | #N/A | #N/A | #N/A | #N/A | #N/A | #N/A | #N/A | #N/A | #N/A | #N/A | #N/A | #N/A | #DIV/0! | #DIV/0! | #DIV/0! | #DIV/0! | #DIV/0! | #DIV/0! | #DIV/0! | #DIV/0! | #DIV/0! | #DIV/0! | #DIV/0! | #DIV/0! | #DIV/0! | #DIV/0! | #DIV/0! | #DIV/0! | #DIV/0! | #DIV/0! | #DIV/0! | #DIV/0! | #DIV/0! | #DIV/0! | #DIV/0! | #DIV/0! | #DIV/0! | #DIV/0! | #DIV/0! | #DIV/0! | #DIV/0! | #DIV/0! | #DIV/0! | #DIV/0! | #DIV/0! | #DIV/0! | #DIV/0! | #DIV/0!
0 | 0 | 0 | 0 | #DIV/0! | #DIV/0! | #DIV/0! | #DIV/0! | #DIV/0! | #DIV/0! | #DIV/0! | #DIV/0! | #DIV/0! | #DIV/0! | #DIV/0! | #DIV/0! | #DIV/0! | #DIV/0! | #DIV/0! | #DIV/0! | 0 | 0 | #DIV/0! | #DIV/0! | #DIV/0! | #DIV/0! | #DIV/0! | #DIV/0! | #DIV/0! | #DIV/0! | #DIV/0! | #DIV/0! | #DIV/0! | #DIV/0! | #DIV/0! | #DIV/0! | #DIV/0! | #DIV/0! | #DIV/0! | #DIV/0! | #DIV/0! | #DIV/0! | #DIV/0! | #DIV/0! | #DIV/0! | #DIV/0! | #DIV/0! | #DIV/0! | 4 | 2 | 1 | 0 | 0 | 0 | 0 | 0 | #N/A | #N/A | #N/A | #N/A | #N/A | #N/A | #N/A | #N/A | #N/A | #N/A | #N/A | #N/A | #N/A | #N/A | #N/A | #N/A | #DIV/0! | #DIV/0! | #DIV/0! | #DIV/0! | #DIV/0! | #DIV/0! | #DIV/0! | #DIV/0! | #DIV/0! | #DIV/0! | #DIV/0! | #DIV/0! | #DIV/0! | #DIV/0! | #DIV/0! | #DIV/0! | #DIV/0! | #DIV/0! | #DIV/0! | #DIV/0! | #DIV/0! | #DIV/0! | #DIV/0! | #DIV/0! | #DIV/0! | #DIV/0! | #DIV/0! | #DIV/0! | #DIV/0! | #DIV/0! | #DIV/0! | #DIV/0! | #DIV/0! | #DIV/0! | #DIV/0! | #DIV/0!
0 | 0 | 0 | 0 | #DIV/0! | #DIV/0! | #DIV/0! | #DIV/0! | #DIV/0! | #DIV/0! | #DIV/0! | #DIV/0! | #DIV/0! | #DIV/0! | #DIV/0! | #DIV/0! | #DIV/0! | #DIV/0! | #DIV/0! | #DIV/0! | 0 | 0 | #DIV/0! | #DIV/0! | #DIV/0! | #DIV/0! | #DIV/0! | #DIV/0! | #DIV/0! | #DIV/0! | #DIV/0! | #DIV/0! | #DIV/0! | #DIV/0! | #DIV/0! | #DIV/0! | #DIV/0! | #DIV/0! | #DIV/0! | #DIV/0! | #DIV/0! | #DIV/0! | #DIV/0! | #DIV/0! | #DIV/0! | #DIV/0! | #DIV/0! | #DIV/0! | 4 | 2 | 1 | 0 | 0 | 0 | 0 | 0 | #N/A | #N/A | #N/A | #N/A | #N/A | #N/A | #N/A | #N/A | #N/A | #N/A | #N/A | #N/A | #N/A | #N/A | #N/A | #N/A | #DIV/0! | #DIV/0! | #DIV/0! | #DIV/0! | #DIV/0! | #DIV/0! | #DIV/0! | #DIV/0! | #DIV/0! | #DIV/0! | #DIV/0! | #DIV/0! | #DIV/0! | #DIV/0! | #DIV/0! | #DIV/0! | #DIV/0! | #DIV/0! | #DIV/0! | #DIV/0! | #DIV/0! | #DIV/0! | #DIV/0! | #DIV/0! | #DIV/0! | #DIV/0! | #DIV/0! | #DIV/0! | #DIV/0! | #DIV/0! | #DIV/0! | #DIV/0! | #DIV/0! | #DIV/0! | #DIV/0! | #DIV/0!
0 | 0 | 0 | 0 | #DIV/0! | #DIV/0! | #DIV/0! | #DIV/0! | #DIV/0! | #DIV/0! | #DIV/0! | #DIV/0! | #DIV/0! | #DIV/0! | #DIV/0! | #DIV/0! | #DIV/0! | #DIV/0! | #DIV/0! | #DIV/0! | 0 | 0 | #DIV/0! | #DIV/0! | #DIV/0! | #DIV/0! | #DIV/0! | #DIV/0! | #DIV/0! | #DIV/0! | #DIV/0! | #DIV/0! | #DIV/0! | #DIV/0! | #DIV/0! | #DIV/0! | #DIV/0! | #DIV/0! | #DIV/0! | #DIV/0! | #DIV/0! | #DIV/0! | #DIV/0! | #DIV/0! | #DIV/0! | #DIV/0! | #DIV/0! | #DIV/0! | 4 | 2 | 1 | 0 | 0 | 0 | 0 | 0 | #N/A | #N/A | #N/A | #N/A | #N/A | #N/A | #N/A | #N/A | #N/A | #N/A | #N/A | #N/A | #N/A | #N/A | #N/A | #N/A | #DIV/0! | #DIV/0! | #DIV/0! | #DIV/0! | #DIV/0! | #DIV/0! | #DIV/0! | #DIV/0! | #DIV/0! | #DIV/0! | #DIV/0! | #DIV/0! | #DIV/0! | #DIV/0! | #DIV/0! | #DIV/0! | #DIV/0! | #DIV/0! | #DIV/0! | #DIV/0! | #DIV/0! | #DIV/0! | #DIV/0! | #DIV/0! | #DIV/0! | #DIV/0! | #DIV/0! | #DIV/0! | #DIV/0! | #DIV/0! | #DIV/0! | #DIV/0! | #DIV/0! | #DIV/0! | #DIV/0! | #DIV/0!
0 | 0 | 0 | 0 | #DIV/0! | #DIV/0! | #DIV/0! | #DIV/0! | #DIV/0! | #DIV/0! | #DIV/0! | #DIV/0! | #DIV/0! | #DIV/0! | #DIV/0! | #DIV/0! | #DIV/0! | #DIV/0! | #DIV/0! | #DIV/0! | 0 | 0 | #DIV/0! | #DIV/0! | #DIV/0! | #DIV/0! | #DIV/0! | #DIV/0! | #DIV/0! | #DIV/0! | #DIV/0! | #DIV/0! | #DIV/0! | #DIV/0! | #DIV/0! | #DIV/0! | #DIV/0! | #DIV/0! | #DIV/0! | #DIV/0! | #DIV/0! | #DIV/0! | #DIV/0! | #DIV/0! | #DIV/0! | #DIV/0! | #DIV/0! | #DIV/0! | 4 | 2 | 1 | 0 | 0 | 0 | 0 | 0 | #N/A | #N/A | #N/A | #N/A | #N/A | #N/A | #N/A | #N/A | #N/A | #N/A | #N/A | #N/A | #N/A | #N/A | #N/A | #N/A | #DIV/0! | #DIV/0! | #DIV/0! | #DIV/0! | #DIV/0! | #DIV/0! | #DIV/0! | #DIV/0! | #DIV/0! | #DIV/0! | #DIV/0! | #DIV/0! | #DIV/0! | #DIV/0! | #DIV/0! | #DIV/0! | #DIV/0! | #DIV/0! | #DIV/0! | #DIV/0! | #DIV/0! | #DIV/0! | #DIV/0! | #DIV/0! | #DIV/0! | #DIV/0! | #DIV/0! | #DIV/0! | #DIV/0! | #DIV/0! | #DIV/0! | #DIV/0! | #DIV/0! | #DIV/0! | #DIV/0! | #DIV/0!
0 | 0 | 0 | 0 | #DIV/0! | #DIV/0! | #DIV/0! | #DIV/0! | #DIV/0! | #DIV/0! | #DIV/0! | #DIV/0! | #DIV/0! | #DIV/0! | #DIV/0! | #DIV/0! | #DIV/0! | #DIV/0! | #DIV/0! | #DIV/0! | 0 | 0 | #DIV/0! | #DIV/0! | #DIV/0! | #DIV/0! | #DIV/0! | #DIV/0! | #DIV/0! | #DIV/0! | #DIV/0! | #DIV/0! | #DIV/0! | #DIV/0! | #DIV/0! | #DIV/0! | #DIV/0! | #DIV/0! | #DIV/0! | #DIV/0! | #DIV/0! | #DIV/0! | #DIV/0! | #DIV/0! | #DIV/0! | #DIV/0! | #DIV/0! | #DIV/0! | 4 | 2 | 1 | 0 | 0 | 0 | 0 | 0 | #N/A | #N/A | #N/A | #N/A | #N/A | #N/A | #N/A | #N/A | #N/A | #N/A | #N/A | #N/A | #N/A | #N/A | #N/A | #N/A | #DIV/0! | #DIV/0! | #DIV/0! | #DIV/0! | #DIV/0! | #DIV/0! | #DIV/0! | #DIV/0! | #DIV/0! | #DIV/0! | #DIV/0! | #DIV/0! | #DIV/0! | #DIV/0! | #DIV/0! | #DIV/0! | #DIV/0! | #DIV/0! | #DIV/0! | #DIV/0! | #DIV/0! | #DIV/0! | #DIV/0! | #DIV/0! | #DIV/0! | #DIV/0! | #DIV/0! | #DIV/0! | #DIV/0! | #DIV/0! | #DIV/0! | #DIV/0! | #DIV/0! | #DIV/0! | #DIV/0! | #DIV/0!
0 | 0 | 0 | 0 | #DIV/0! | #DIV/0! | #DIV/0! | #DIV/0! | #DIV/0! | #DIV/0! | #DIV/0! | #DIV/0! | #DIV/0! | #DIV/0! | #DIV/0! | #DIV/0! | #DIV/0! | #DIV/0! | #DIV/0! | #DIV/0! | 0 | 0 | #DIV/0! | #DIV/0! | #DIV/0! | #DIV/0! | #DIV/0! | #DIV/0! | #DIV/0! | #DIV/0! | #DIV/0! | #DIV/0! | #DIV/0! | #DIV/0! | #DIV/0! | #DIV/0! | #DIV/0! | #DIV/0! | #DIV/0! | #DIV/0! | #DIV/0! | #DIV/0! | #DIV/0! | #DIV/0! | #DIV/0! | #DIV/0! | #DIV/0! | #DIV/0! | 4 | 2 | 1 | 0 | 0 | 0 | 0 | 0 | #N/A | #N/A | #N/A | #N/A | #N/A | #N/A | #N/A | #N/A | #N/A | #N/A | #N/A | #N/A | #N/A | #N/A | #N/A | #N/A | #DIV/0! | #DIV/0! | #DIV/0! | #DIV/0! | #DIV/0! | #DIV/0! | #DIV/0! | #DIV/0! | #DIV/0! | #DIV/0! | #DIV/0! | #DIV/0! | #DIV/0! | #DIV/0! | #DIV/0! | #DIV/0! | #DIV/0! | #DIV/0! | #DIV/0! | #DIV/0! | #DIV/0! | #DIV/0! | #DIV/0! | #DIV/0! | #DIV/0! | #DIV/0! | #DIV/0! | #DIV/0! | #DIV/0! | #DIV/0! | #DIV/0! | #DIV/0! | #DIV/0! | #DIV/0! | #DIV/0! | #DIV/0!
0 | 0 | 0 | 0 | #DIV/0! | #DIV/0! | #DIV/0! | #DIV/0! | #DIV/0! | #DIV/0! | #DIV/0! | #DIV/0! | #DIV/0! | #DIV/0! | #DIV/0! | #DIV/0! | #DIV/0! | #DIV/0! | #DIV/0! | #DIV/0! | 0 | 0 | #DIV/0! | #DIV/0! | #DIV/0! | #DIV/0! | #DIV/0! | #DIV/0! | #DIV/0! | #DIV/0! | #DIV/0! | #DIV/0! | #DIV/0! | #DIV/0! | #DIV/0! | #DIV/0! | #DIV/0! | #DIV/0! | #DIV/0! | #DIV/0! | #DIV/0! | #DIV/0! | #DIV/0! | #DIV/0! | #DIV/0! | #DIV/0! | #DIV/0! | #DIV/0! | 4 | 2 | 1 | 0 | 0 | 0 | 0 | 0 | #N/A | #N/A | #N/A | #N/A | #N/A | #N/A | #N/A | #N/A | #N/A | #N/A | #N/A | #N/A | #N/A | #N/A | #N/A | #N/A | #DIV/0! | #DIV/0! | #DIV/0! | #DIV/0! | #DIV/0! | #DIV/0! | #DIV/0! | #DIV/0! | #DIV/0! | #DIV/0! | #DIV/0! | #DIV/0! | #DIV/0! | #DIV/0! | #DIV/0! | #DIV/0! | #DIV/0! | #DIV/0! | #DIV/0! | #DIV/0! | #DIV/0! | #DIV/0! | #DIV/0! | #DIV/0! | #DIV/0! | #DIV/0! | #DIV/0! | #DIV/0! | #DIV/0! | #DIV/0! | #DIV/0! | #DIV/0! | #DIV/0! | #DIV/0! | #DIV/0! | #DIV/0!
0 | 0 | 0 | 0 | #DIV/0! | #DIV/0! | #DIV/0! | #DIV/0! | #DIV/0! | #DIV/0! | #DIV/0! | #DIV/0! | #DIV/0! | #DIV/0! | #DIV/0! | #DIV/0! | #DIV/0! | #DIV/0! | #DIV/0! | #DIV/0! | 0 | 0 | #DIV/0! | #DIV/0! | #DIV/0! | #DIV/0! | #DIV/0! | #DIV/0! | #DIV/0! | #DIV/0! | #DIV/0! | #DIV/0! | #DIV/0! | #DIV/0! | #DIV/0! | #DIV/0! | #DIV/0! | #DIV/0! | #DIV/0! | #DIV/0! | #DIV/0! | #DIV/0! | #DIV/0! | #DIV/0! | #DIV/0! | #DIV/0! | #DIV/0! | #DIV/0! | 4 | 2 | 1 | 0 | 0 | 0 | 0 | 0 | #N/A | #N/A | #N/A | #N/A | #N/A | #N/A | #N/A | #N/A | #N/A | #N/A | #N/A | #N/A | #N/A | #N/A | #N/A | #N/A | #DIV/0! | #DIV/0! | #DIV/0! | #DIV/0! | #DIV/0! | #DIV/0! | #DIV/0! | #DIV/0! | #DIV/0! | #DIV/0! | #DIV/0! | #DIV/0! | #DIV/0! | #DIV/0! | #DIV/0! | #DIV/0! | #DIV/0! | #DIV/0! | #DIV/0! | #DIV/0! | #DIV/0! | #DIV/0! | #DIV/0! | #DIV/0! | #DIV/0! | #DIV/0! | #DIV/0! | #DIV/0! | #DIV/0! | #DIV/0! | #DIV/0! | #DIV/0! | #DIV/0! | #DIV/0! | #DIV/0! | #DIV/0!
0 | 0 | 0 | 0 | #DIV/0! | #DIV/0! | #DIV/0! | #DIV/0! | #DIV/0! | #DIV/0! | #DIV/0! | #DIV/0! | #DIV/0! | #DIV/0! | #DIV/0! | #DIV/0! | #DIV/0! | #DIV/0! | #DIV/0! | #DIV/0! | 0 | 0 | #DIV/0! | #DIV/0! | #DIV/0! | #DIV/0! | #DIV/0! | #DIV/0! | #DIV/0! | #DIV/0! | #DIV/0! | #DIV/0! | #DIV/0! | #DIV/0! | #DIV/0! | #DIV/0! | #DIV/0! | #DIV/0! | #DIV/0! | #DIV/0! | #DIV/0! | #DIV/0! | #DIV/0! | #DIV/0! | #DIV/0! | #DIV/0! | #DIV/0! | #DIV/0! | 4 | 2 | 1 | 0 | 0 | 0 | 0 | 0 | #N/A | #N/A | #N/A | #N/A | #N/A | #N/A | #N/A | #N/A | #N/A | #N/A | #N/A | #N/A | #N/A | #N/A | #N/A | #N/A | #DIV/0! | #DIV/0! | #DIV/0! | #DIV/0! | #DIV/0! | #DIV/0! | #DIV/0! | #DIV/0! | #DIV/0! | #DIV/0! | #DIV/0! | #DIV/0! | #DIV/0! | #DIV/0! | #DIV/0! | #DIV/0! | #DIV/0! | #DIV/0! | #DIV/0! | #DIV/0! | #DIV/0! | #DIV/0! | #DIV/0! | #DIV/0! | #DIV/0! | #DIV/0! | #DIV/0! | #DIV/0! | #DIV/0! | #DIV/0! | #DIV/0! | #DIV/0! | #DIV/0! | #DIV/0! | #DIV/0! | #DIV/0!
0 | 0 | 0 | 0 | #DIV/0! | #DIV/0! | #DIV/0! | #DIV/0! | #DIV/0! | #DIV/0! | #DIV/0! | #DIV/0! | #DIV/0! | #DIV/0! | #DIV/0! | #DIV/0! | #DIV/0! | #DIV/0! | #DIV/0! | #DIV/0! | 0 | 0 | #DIV/0! | #DIV/0! | #DIV/0! | #DIV/0! | #DIV/0! | #DIV/0! | #DIV/0! | #DIV/0! | #DIV/0! | #DIV/0! | #DIV/0! | #DIV/0! | #DIV/0! | #DIV/0! | #DIV/0! | #DIV/0! | #DIV/0! | #DIV/0! | #DIV/0! | #DIV/0! | #DIV/0! | #DIV/0! | #DIV/0! | #DIV/0! | #DIV/0! | #DIV/0! | 4 | 2 | 1 | 0 | 0 | 0 | 0 | 0 | #N/A | #N/A | #N/A | #N/A | #N/A | #N/A | #N/A | #N/A | #N/A | #N/A | #N/A | #N/A | #N/A | #N/A | #N/A | #N/A | #DIV/0! | #DIV/0! | #DIV/0! | #DIV/0! | #DIV/0! | #DIV/0! | #DIV/0! | #DIV/0! | #DIV/0! | #DIV/0! | #DIV/0! | #DIV/0! | #DIV/0! | #DIV/0! | #DIV/0! | #DIV/0! | #DIV/0! | #DIV/0! | #DIV/0! | #DIV/0! | #DIV/0! | #DIV/0! | #DIV/0! | #DIV/0! | #DIV/0! | #DIV/0! | #DIV/0! | #DIV/0! | #DIV/0! | #DIV/0! | #DIV/0! | #DIV/0! | #DIV/0! | #DIV/0! | #DIV/0! | #DIV/0!
0 | 0 | 0 | 0 | #DIV/0! | #DIV/0! | #DIV/0! | #DIV/0! | #DIV/0! | #DIV/0! | #DIV/0! | #DIV/0! | #DIV/0! | #DIV/0! | #DIV/0! | #DIV/0! | #DIV/0! | #DIV/0! | #DIV/0! | #DIV/0! | 0 | 0 | #DIV/0! | #DIV/0! | #DIV/0! | #DIV/0! | #DIV/0! | #DIV/0! | #DIV/0! | #DIV/0! | #DIV/0! | #DIV/0! | #DIV/0! | #DIV/0! | #DIV/0! | #DIV/0! | #DIV/0! | #DIV/0! | #DIV/0! | #DIV/0! | #DIV/0! | #DIV/0! | #DIV/0! | #DIV/0! | #DIV/0! | #DIV/0! | #DIV/0! | #DIV/0! | 4 | 2 | 1 | 0 | 0 | 0 | 0 | 0 | #N/A | #N/A | #N/A | #N/A | #N/A | #N/A | #N/A | #N/A | #N/A | #N/A | #N/A | #N/A | #N/A | #N/A | #N/A | #N/A | #DIV/0! | #DIV/0! | #DIV/0! | #DIV/0! | #DIV/0! | #DIV/0! | #DIV/0! | #DIV/0! | #DIV/0! | #DIV/0! | #DIV/0! | #DIV/0! | #DIV/0! | #DIV/0! | #DIV/0! | #DIV/0! | #DIV/0! | #DIV/0! | #DIV/0! | #DIV/0! | #DIV/0! | #DIV/0! | #DIV/0! | #DIV/0! | #DIV/0! | #DIV/0! | #DIV/0! | #DIV/0! | #DIV/0! | #DIV/0! | #DIV/0! | #DIV/0! | #DIV/0! | #DIV/0! | #DIV/0! | #DIV/0!
0 | 0 | 0 | 0 | #DIV/0! | #DIV/0! | #DIV/0! | #DIV/0! | #DIV/0! | #DIV/0! | #DIV/0! | #DIV/0! | #DIV/0! | #DIV/0! | #DIV/0! | #DIV/0! | #DIV/0! | #DIV/0! | #DIV/0! | #DIV/0! | 0 | 0 | #DIV/0! | #DIV/0! | #DIV/0! | #DIV/0! | #DIV/0! | #DIV/0! | #DIV/0! | #DIV/0! | #DIV/0! | #DIV/0! | #DIV/0! | #DIV/0! | #DIV/0! | #DIV/0! | #DIV/0! | #DIV/0! | #DIV/0! | #DIV/0! | #DIV/0! | #DIV/0! | #DIV/0! | #DIV/0! | #DIV/0! | #DIV/0! | #DIV/0! | #DIV/0! | 4 | 2 | 1 | 0 | 0 | 0 | 0 | 0 | #N/A | #N/A | #N/A | #N/A | #N/A | #N/A | #N/A | #N/A | #N/A | #N/A | #N/A | #N/A | #N/A | #N/A | #N/A | #N/A | #DIV/0! | #DIV/0! | #DIV/0! | #DIV/0! | #DIV/0! | #DIV/0! | #DIV/0! | #DIV/0! | #DIV/0! | #DIV/0! | #DIV/0! | #DIV/0! | #DIV/0! | #DIV/0! | #DIV/0! | #DIV/0! | #DIV/0! | #DIV/0! | #DIV/0! | #DIV/0! | #DIV/0! | #DIV/0! | #DIV/0! | #DIV/0! | #DIV/0! | #DIV/0! | #DIV/0! | #DIV/0! | #DIV/0! | #DIV/0! | #DIV/0! | #DIV/0! | #DIV/0! | #DIV/0! | #DIV/0! | #DIV/0!
0 | 0 | 0 | 0 | #DIV/0! | #DIV/0! | #DIV/0! | #DIV/0! | #DIV/0! | #DIV/0! | #DIV/0! | #DIV/0! | #DIV/0! | #DIV/0! | #DIV/0! | #DIV/0! | #DIV/0! | #DIV/0! | #DIV/0! | #DIV/0! | 0 | 0 | #DIV/0! | #DIV/0! | #DIV/0! | #DIV/0! | #DIV/0! | #DIV/0! | #DIV/0! | #DIV/0! | #DIV/0! | #DIV/0! | #DIV/0! | #DIV/0! | #DIV/0! | #DIV/0! | #DIV/0! | #DIV/0! | #DIV/0! | #DIV/0! | #DIV/0! | #DIV/0! | #DIV/0! | #DIV/0! | #DIV/0! | #DIV/0! | #DIV/0! | #DIV/0! | 4 | 2 | 1 | 0 | 0 | 0 | 0 | 0 | #N/A | #N/A | #N/A | #N/A | #N/A | #N/A | #N/A | #N/A | #N/A | #N/A | #N/A | #N/A | #N/A | #N/A | #N/A | #N/A | #DIV/0! | #DIV/0! | #DIV/0! | #DIV/0! | #DIV/0! | #DIV/0! | #DIV/0! | #DIV/0! | #DIV/0! | #DIV/0! | #DIV/0! | #DIV/0! | #DIV/0! | #DIV/0! | #DIV/0! | #DIV/0! | #DIV/0! | #DIV/0! | #DIV/0! | #DIV/0! | #DIV/0! | #DIV/0! | #DIV/0! | #DIV/0! | #DIV/0! | #DIV/0! | #DIV/0! | #DIV/0! | #DIV/0! | #DIV/0! | #DIV/0! | #DIV/0! | #DIV/0! | #DIV/0! | #DIV/0! | #DIV/0!
0 | 0 | 0 | 0 | #DIV/0! | #DIV/0! | #DIV/0! | #DIV/0! | #DIV/0! | #DIV/0! | #DIV/0! | #DIV/0! | #DIV/0! | #DIV/0! | #DIV/0! | #DIV/0! | #DIV/0! | #DIV/0! | #DIV/0! | #DIV/0! | 0 | 0 | #DIV/0! | #DIV/0! | #DIV/0! | #DIV/0! | #DIV/0! | #DIV/0! | #DIV/0! | #DIV/0! | #DIV/0! | #DIV/0! | #DIV/0! | #DIV/0! | #DIV/0! | #DIV/0! | #DIV/0! | #DIV/0! | #DIV/0! | #DIV/0! | #DIV/0! | #DIV/0! | #DIV/0! | #DIV/0! | #DIV/0! | #DIV/0! | #DIV/0! | #DIV/0! | 4 | 2 | 1 | 0 | 0 | 0 | 0 | 0 | #N/A | #N/A | #N/A | #N/A | #N/A | #N/A | #N/A | #N/A | #N/A | #N/A | #N/A | #N/A | #N/A | #N/A | #N/A | #N/A | #DIV/0! | #DIV/0! | #DIV/0! | #DIV/0! | #DIV/0! | #DIV/0! | #DIV/0! | #DIV/0! | #DIV/0! | #DIV/0! | #DIV/0! | #DIV/0! | #DIV/0! | #DIV/0! | #DIV/0! | #DIV/0! | #DIV/0! | #DIV/0! | #DIV/0! | #DIV/0! | #DIV/0! | #DIV/0! | #DIV/0! | #DIV/0! | #DIV/0! | #DIV/0! | #DIV/0! | #DIV/0! | #DIV/0! | #DIV/0! | #DIV/0! | #DIV/0! | #DIV/0! | #DIV/0! | #DIV/0! | #DIV/0!
0 | 0 | 0 | 0 | #DIV/0! | #DIV/0! | #DIV/0! | #DIV/0! | #DIV/0! | #DIV/0! | #DIV/0! | #DIV/0! | #DIV/0! | #DIV/0! | #DIV/0! | #DIV/0! | #DIV/0! | #DIV/0! | #DIV/0! | #DIV/0! | 0 | 0 | #DIV/0! | #DIV/0! | #DIV/0! | #DIV/0! | #DIV/0! | #DIV/0! | #DIV/0! | #DIV/0! | #DIV/0! | #DIV/0! | #DIV/0! | #DIV/0! | #DIV/0! | #DIV/0! | #DIV/0! | #DIV/0! | #DIV/0! | #DIV/0! | #DIV/0! | #DIV/0! | #DIV/0! | #DIV/0! | #DIV/0! | #DIV/0! | #DIV/0! | #DIV/0! | 4 | 2 | 1 | 0 | 0 | 0 | 0 | 0 | #N/A | #N/A | #N/A | #N/A | #N/A | #N/A | #N/A | #N/A | #N/A | #N/A | #N/A | #N/A | #N/A | #N/A | #N/A | #N/A | #DIV/0! | #DIV/0! | #DIV/0! | #DIV/0! | #DIV/0! | #DIV/0! | #DIV/0! | #DIV/0! | #DIV/0! | #DIV/0! | #DIV/0! | #DIV/0! | #DIV/0! | #DIV/0! | #DIV/0! | #DIV/0! | #DIV/0! | #DIV/0! | #DIV/0! | #DIV/0! | #DIV/0! | #DIV/0! | #DIV/0! | #DIV/0! | #DIV/0! | #DIV/0! | #DIV/0! | #DIV/0! | #DIV/0! | #DIV/0! | #DIV/0! | #DIV/0! | #DIV/0! | #DIV/0! | #DIV/0! | #DIV/0!
0 | 0 | 0 | 0 | #DIV/0! | #DIV/0! | #DIV/0! | #DIV/0! | #DIV/0! | #DIV/0! | #DIV/0! | #DIV/0! | #DIV/0! | #DIV/0! | #DIV/0! | #DIV/0! | #DIV/0! | #DIV/0! | #DIV/0! | #DIV/0! | 0 | 0 | #DIV/0! | #DIV/0! | #DIV/0! | #DIV/0! | #DIV/0! | #DIV/0! | #DIV/0! | #DIV/0! | #DIV/0! | #DIV/0! | #DIV/0! | #DIV/0! | #DIV/0! | #DIV/0! | #DIV/0! | #DIV/0! | #DIV/0! | #DIV/0! | #DIV/0! | #DIV/0! | #DIV/0! | #DIV/0! | #DIV/0! | #DIV/0! | #DIV/0! | #DIV/0! | 4 | 2 | 1 | 0 | 0 | 0 | 0 | 0 | #N/A | #N/A | #N/A | #N/A | #N/A | #N/A | #N/A | #N/A | #N/A | #N/A | #N/A | #N/A | #N/A | #N/A | #N/A | #N/A | #DIV/0! | #DIV/0! | #DIV/0! | #DIV/0! | #DIV/0! | #DIV/0! | #DIV/0! | #DIV/0! | #DIV/0! | #DIV/0! | #DIV/0! | #DIV/0! | #DIV/0! | #DIV/0! | #DIV/0! | #DIV/0! | #DIV/0! | #DIV/0! | #DIV/0! | #DIV/0! | #DIV/0! | #DIV/0! | #DIV/0! | #DIV/0! | #DIV/0! | #DIV/0! | #DIV/0! | #DIV/0! | #DIV/0! | #DIV/0! | #DIV/0! | #DIV/0! | #DIV/0! | #DIV/0! | #DIV/0! | #DIV/0!
0 | 0 | 0 | 0 | #DIV/0! | #DIV/0! | #DIV/0! | #DIV/0! | #DIV/0! | #DIV/0! | #DIV/0! | #DIV/0! | #DIV/0! | #DIV/0! | #DIV/0! | #DIV/0! | #DIV/0! | #DIV/0! | #DIV/0! | #DIV/0! | 0 | 0 | #DIV/0! | #DIV/0! | #DIV/0! | #DIV/0! | #DIV/0! | #DIV/0! | #DIV/0! | #DIV/0! | #DIV/0! | #DIV/0! | #DIV/0! | #DIV/0! | #DIV/0! | #DIV/0! | #DIV/0! | #DIV/0! | #DIV/0! | #DIV/0! | #DIV/0! | #DIV/0! | #DIV/0! | #DIV/0! | #DIV/0! | #DIV/0! | #DIV/0! | #DIV/0! | 4 | 2 | 1 | 0 | 0 | 0 | 0 | 0 | #N/A | #N/A | #N/A | #N/A | #N/A | #N/A | #N/A | #N/A | #N/A | #N/A | #N/A | #N/A | #N/A | #N/A | #N/A | #N/A | #DIV/0! | #DIV/0! | #DIV/0! | #DIV/0! | #DIV/0! | #DIV/0! | #DIV/0! | #DIV/0! | #DIV/0! | #DIV/0! | #DIV/0! | #DIV/0! | #DIV/0! | #DIV/0! | #DIV/0! | #DIV/0! | #DIV/0! | #DIV/0! | #DIV/0! | #DIV/0! | #DIV/0! | #DIV/0! | #DIV/0! | #DIV/0! | #DIV/0! | #DIV/0! | #DIV/0! | #DIV/0! | #DIV/0! | #DIV/0! | #DIV/0! | #DIV/0! | #DIV/0! | #DIV/0! | #DIV/0! | #DIV/0!
0 | 0 | 0 | 0 | #DIV/0! | #DIV/0! | #DIV/0! | #DIV/0! | #DIV/0! | #DIV/0! | #DIV/0! | #DIV/0! | #DIV/0! | #DIV/0! | #DIV/0! | #DIV/0! | #DIV/0! | #DIV/0! | #DIV/0! | #DIV/0! | 0 | 0 | #DIV/0! | #DIV/0! | #DIV/0! | #DIV/0! | #DIV/0! | #DIV/0! | #DIV/0! | #DIV/0! | #DIV/0! | #DIV/0! | #DIV/0! | #DIV/0! | #DIV/0! | #DIV/0! | #DIV/0! | #DIV/0! | #DIV/0! | #DIV/0! | #DIV/0! | #DIV/0! | #DIV/0! | #DIV/0! | #DIV/0! | #DIV/0! | #DIV/0! | #DIV/0! | 4 | 2 | 1 | 0 | 0 | 0 | 0 | 0 | #N/A | #N/A | #N/A | #N/A | #N/A | #N/A | #N/A | #N/A | #N/A | #N/A | #N/A | #N/A | #N/A | #N/A | #N/A | #N/A | #DIV/0! | #DIV/0! | #DIV/0! | #DIV/0! | #DIV/0! | #DIV/0! | #DIV/0! | #DIV/0! | #DIV/0! | #DIV/0! | #DIV/0! | #DIV/0! | #DIV/0! | #DIV/0! | #DIV/0! | #DIV/0! | #DIV/0! | #DIV/0! | #DIV/0! | #DIV/0! | #DIV/0! | #DIV/0! | #DIV/0! | #DIV/0! | #DIV/0! | #DIV/0! | #DIV/0! | #DIV/0! | #DIV/0! | #DIV/0! | #DIV/0! | #DIV/0! | #DIV/0! | #DIV/0! | #DIV/0! | #DIV/0!
0 | 0 | 0 | 0 | #DIV/0! | #DIV/0! | #DIV/0! | #DIV/0! | #DIV/0! | #DIV/0! | #DIV/0! | #DIV/0! | #DIV/0! | #DIV/0! | #DIV/0! | #DIV/0! | #DIV/0! | #DIV/0! | #DIV/0! | #DIV/0! | 0 | 0 | #DIV/0! | #DIV/0! | #DIV/0! | #DIV/0! | #DIV/0! | #DIV/0! | #DIV/0! | #DIV/0! | #DIV/0! | #DIV/0! | #DIV/0! | #DIV/0! | #DIV/0! | #DIV/0! | #DIV/0! | #DIV/0! | #DIV/0! | #DIV/0! | #DIV/0! | #DIV/0! | #DIV/0! | #DIV/0! | #DIV/0! | #DIV/0! | #DIV/0! | #DIV/0! | 4 | 2 | 1 | 0 | 0 | 0 | 0 | 0 | #N/A | #N/A | #N/A | #N/A | #N/A | #N/A | #N/A | #N/A | #N/A | #N/A | #N/A | #N/A | #N/A | #N/A | #N/A | #N/A | #DIV/0! | #DIV/0! | #DIV/0! | #DIV/0! | #DIV/0! | #DIV/0! | #DIV/0! | #DIV/0! | #DIV/0! | #DIV/0! | #DIV/0! | #DIV/0! | #DIV/0! | #DIV/0! | #DIV/0! | #DIV/0! | #DIV/0! | #DIV/0! | #DIV/0! | #DIV/0! | #DIV/0! | #DIV/0! | #DIV/0! | #DIV/0! | #DIV/0! | #DIV/0! | #DIV/0! | #DIV/0! | #DIV/0! | #DIV/0! | #DIV/0! | #DIV/0! | #DIV/0! | #DIV/0! | #DIV/0! | #DIV/0!
0 | 0 | 0 | 0 | #DIV/0! | #DIV/0! | #DIV/0! | #DIV/0! | #DIV/0! | #DIV/0! | #DIV/0! | #DIV/0! | #DIV/0! | #DIV/0! | #DIV/0! | #DIV/0! | #DIV/0! | #DIV/0! | #DIV/0! | #DIV/0! | 0 | 0 | #DIV/0! | #DIV/0! | #DIV/0! | #DIV/0! | #DIV/0! | #DIV/0! | #DIV/0! | #DIV/0! | #DIV/0! | #DIV/0! | #DIV/0! | #DIV/0! | #DIV/0! | #DIV/0! | #DIV/0! | #DIV/0! | #DIV/0! | #DIV/0! | #DIV/0! | #DIV/0! | #DIV/0! | #DIV/0! | #DIV/0! | #DIV/0! | #DIV/0! | #DIV/0! | 4 | 2 | 1 | 0 | 0 | 0 | 0 | 0 | #N/A | #N/A | #N/A | #N/A | #N/A | #N/A | #N/A | #N/A | #N/A | #N/A | #N/A | #N/A | #N/A | #N/A | #N/A | #N/A | #DIV/0! | #DIV/0! | #DIV/0! | #DIV/0! | #DIV/0! | #DIV/0! | #DIV/0! | #DIV/0! | #DIV/0! | #DIV/0! | #DIV/0! | #DIV/0! | #DIV/0! | #DIV/0! | #DIV/0! | #DIV/0! | #DIV/0! | #DIV/0! | #DIV/0! | #DIV/0! | #DIV/0! | #DIV/0! | #DIV/0! | #DIV/0! | #DIV/0! | #DIV/0! | #DIV/0! | #DIV/0! | #DIV/0! | #DIV/0! | #DIV/0! | #DIV/0! | #DIV/0! | #DIV/0! | #DIV/0! | #DIV/0!
0 | 0 | 0 | 0 | #DIV/0! | #DIV/0! | #DIV/0! | #DIV/0! | #DIV/0! | #DIV/0! | #DIV/0! | #DIV/0! | #DIV/0! | #DIV/0! | #DIV/0! | #DIV/0! | #DIV/0! | #DIV/0! | #DIV/0! | #DIV/0! | 0 | 0 | #DIV/0! | #DIV/0! | #DIV/0! | #DIV/0! | #DIV/0! | #DIV/0! | #DIV/0! | #DIV/0! | #DIV/0! | #DIV/0! | #DIV/0! | #DIV/0! | #DIV/0! | #DIV/0! | #DIV/0! | #DIV/0! | #DIV/0! | #DIV/0! | #DIV/0! | #DIV/0! | #DIV/0! | #DIV/0! | #DIV/0! | #DIV/0! | #DIV/0! | #DIV/0! | 4 | 2 | 1 | 0 | 0 | 0 | 0 | 0 | #N/A | #N/A | #N/A | #N/A | #N/A | #N/A | #N/A | #N/A | #N/A | #N/A | #N/A | #N/A | #N/A | #N/A | #N/A | #N/A | #DIV/0! | #DIV/0! | #DIV/0! | #DIV/0! | #DIV/0! | #DIV/0! | #DIV/0! | #DIV/0! | #DIV/0! | #DIV/0! | #DIV/0! | #DIV/0! | #DIV/0! | #DIV/0! | #DIV/0! | #DIV/0! | #DIV/0! | #DIV/0! | #DIV/0! | #DIV/0! | #DIV/0! | #DIV/0! | #DIV/0! | #DIV/0! | #DIV/0! | #DIV/0! | #DIV/0! | #DIV/0! | #DIV/0! | #DIV/0! | #DIV/0! | #DIV/0! | #DIV/0! | #DIV/0! | #DIV/0! | #DIV/0!
0 | 0 | 0 | 0 | #DIV/0! | #DIV/0! | #DIV/0! | #DIV/0! | #DIV/0! | #DIV/0! | #DIV/0! | #DIV/0! | #DIV/0! | #DIV/0! | #DIV/0! | #DIV/0! | #DIV/0! | #DIV/0! | #DIV/0! | #DIV/0! | 0 | 0 | #DIV/0! | #DIV/0! | #DIV/0! | #DIV/0! | #DIV/0! | #DIV/0! | #DIV/0! | #DIV/0! | #DIV/0! | #DIV/0! | #DIV/0! | #DIV/0! | #DIV/0! | #DIV/0! | #DIV/0! | #DIV/0! | #DIV/0! | #DIV/0! | #DIV/0! | #DIV/0! | #DIV/0! | #DIV/0! | #DIV/0! | #DIV/0! | #DIV/0! | #DIV/0! | 4 | 2 | 1 | 0 | 0 | 0 | 0 | 0 | #N/A | #N/A | #N/A | #N/A | #N/A | #N/A | #N/A | #N/A | #N/A | #N/A | #N/A | #N/A | #N/A | #N/A | #N/A | #N/A | #DIV/0! | #DIV/0! | #DIV/0! | #DIV/0! | #DIV/0! | #DIV/0! | #DIV/0! | #DIV/0! | #DIV/0! | #DIV/0! | #DIV/0! | #DIV/0! | #DIV/0! | #DIV/0! | #DIV/0! | #DIV/0! | #DIV/0! | #DIV/0! | #DIV/0! | #DIV/0! | #DIV/0! | #DIV/0! | #DIV/0! | #DIV/0! | #DIV/0! | #DIV/0! | #DIV/0! | #DIV/0! | #DIV/0! | #DIV/0! | #DIV/0! | #DIV/0! | #DIV/0! | #DIV/0! | #DIV/0! | #DIV/0!
0 | 0 | 0 | 0 | #DIV/0! | #DIV/0! | #DIV/0! | #DIV/0! | #DIV/0! | #DIV/0! | #DIV/0! | #DIV/0! | #DIV/0! | #DIV/0! | #DIV/0! | #DIV/0! | #DIV/0! | #DIV/0! | #DIV/0! | #DIV/0! | 0 | 0 | #DIV/0! | #DIV/0! | #DIV/0! | #DIV/0! | #DIV/0! | #DIV/0! | #DIV/0! | #DIV/0! | #DIV/0! | #DIV/0! | #DIV/0! | #DIV/0! | #DIV/0! | #DIV/0! | #DIV/0! | #DIV/0! | #DIV/0! | #DIV/0! | #DIV/0! | #DIV/0! | #DIV/0! | #DIV/0! | #DIV/0! | #DIV/0! | #DIV/0! | #DIV/0! | 4 | 2 | 1 | 0 | 0 | 0 | 0 | 0 | #N/A | #N/A | #N/A | #N/A | #N/A | #N/A | #N/A | #N/A | #N/A | #N/A | #N/A | #N/A | #N/A | #N/A | #N/A | #N/A | #DIV/0! | #DIV/0! | #DIV/0! | #DIV/0! | #DIV/0! | #DIV/0! | #DIV/0! | #DIV/0! | #DIV/0! | #DIV/0! | #DIV/0! | #DIV/0! | #DIV/0! | #DIV/0! | #DIV/0! | #DIV/0! | #DIV/0! | #DIV/0! | #DIV/0! | #DIV/0! | #DIV/0! | #DIV/0! | #DIV/0! | #DIV/0! | #DIV/0! | #DIV/0! | #DIV/0! | #DIV/0! | #DIV/0! | #DIV/0! | #DIV/0! | #DIV/0! | #DIV/0! | #DIV/0! | #DIV/0! | #DIV/0!
0 | 0 | 0 | 0 | #DIV/0! | #DIV/0! | #DIV/0! | #DIV/0! | #DIV/0! | #DIV/0! | #DIV/0! | #DIV/0! | #DIV/0! | #DIV/0! | #DIV/0! | #DIV/0! | #DIV/0! | #DIV/0! | #DIV/0! | #DIV/0! | 0 | 0 | #DIV/0! | #DIV/0! | #DIV/0! | #DIV/0! | #DIV/0! | #DIV/0! | #DIV/0! | #DIV/0! | #DIV/0! | #DIV/0! | #DIV/0! | #DIV/0! | #DIV/0! | #DIV/0! | #DIV/0! | #DIV/0! | #DIV/0! | #DIV/0! | #DIV/0! | #DIV/0! | #DIV/0! | #DIV/0! | #DIV/0! | #DIV/0! | #DIV/0! | #DIV/0! | 4 | 2 | 1 | 0 | 0 | 0 | 0 | 0 | #N/A | #N/A | #N/A | #N/A | #N/A | #N/A | #N/A | #N/A | #N/A | #N/A | #N/A | #N/A | #N/A | #N/A | #N/A | #N/A | #DIV/0! | #DIV/0! | #DIV/0! | #DIV/0! | #DIV/0! | #DIV/0! | #DIV/0! | #DIV/0! | #DIV/0! | #DIV/0! | #DIV/0! | #DIV/0! | #DIV/0! | #DIV/0! | #DIV/0! | #DIV/0! | #DIV/0! | #DIV/0! | #DIV/0! | #DIV/0! | #DIV/0! | #DIV/0! | #DIV/0! | #DIV/0! | #DIV/0! | #DIV/0! | #DIV/0! | #DIV/0! | #DIV/0! | #DIV/0! | #DIV/0! | #DIV/0! | #DIV/0! | #DIV/0! | #DIV/0! | #DIV/0!
0 | 0 | 0 | 0 | #DIV/0! | #DIV/0! | #DIV/0! | #DIV/0! | #DIV/0! | #DIV/0! | #DIV/0! | #DIV/0! | #DIV/0! | #DIV/0! | #DIV/0! | #DIV/0! | #DIV/0! | #DIV/0! | #DIV/0! | #DIV/0! | 0 | 0 | #DIV/0! | #DIV/0! | #DIV/0! | #DIV/0! | #DIV/0! | #DIV/0! | #DIV/0! | #DIV/0! | #DIV/0! | #DIV/0! | #DIV/0! | #DIV/0! | #DIV/0! | #DIV/0! | #DIV/0! | #DIV/0! | #DIV/0! | #DIV/0! | #DIV/0! | #DIV/0! | #DIV/0! | #DIV/0! | #DIV/0! | #DIV/0! | #DIV/0! | #DIV/0! | 4 | 2 | 1 | 0 | 0 | 0 | 0 | 0 | #N/A | #N/A | #N/A | #N/A | #N/A | #N/A | #N/A | #N/A | #N/A | #N/A | #N/A | #N/A | #N/A | #N/A | #N/A | #N/A | #DIV/0! | #DIV/0! | #DIV/0! | #DIV/0! | #DIV/0! | #DIV/0! | #DIV/0! | #DIV/0! | #DIV/0! | #DIV/0! | #DIV/0! | #DIV/0! | #DIV/0! | #DIV/0! | #DIV/0! | #DIV/0! | #DIV/0! | #DIV/0! | #DIV/0! | #DIV/0! | #DIV/0! | #DIV/0! | #DIV/0! | #DIV/0! | #DIV/0! | #DIV/0! | #DIV/0! | #DIV/0! | #DIV/0! | #DIV/0! | #DIV/0! | #DIV/0! | #DIV/0! | #DIV/0! | #DIV/0! | #DIV/0!
0 | 0 | 0 | 0 | #DIV/0! | #DIV/0! | #DIV/0! | #DIV/0! | #DIV/0! | #DIV/0! | #DIV/0! | #DIV/0! | #DIV/0! | #DIV/0! | #DIV/0! | #DIV/0! | #DIV/0! | #DIV/0! | #DIV/0! | #DIV/0! | 0 | 0 | #DIV/0! | #DIV/0! | #DIV/0! | #DIV/0! | #DIV/0! | #DIV/0! | #DIV/0! | #DIV/0! | #DIV/0! | #DIV/0! | #DIV/0! | #DIV/0! | #DIV/0! | #DIV/0! | #DIV/0! | #DIV/0! | #DIV/0! | #DIV/0! | #DIV/0! | #DIV/0! | #DIV/0! | #DIV/0! | #DIV/0! | #DIV/0! | #DIV/0! | #DIV/0! | 4 | 2 | 1 | 0 | 0 | 0 | 0 | 0 | #N/A | #N/A | #N/A | #N/A | #N/A | #N/A | #N/A | #N/A | #N/A | #N/A | #N/A | #N/A | #N/A | #N/A | #N/A | #N/A | #DIV/0! | #DIV/0! | #DIV/0! | #DIV/0! | #DIV/0! | #DIV/0! | #DIV/0! | #DIV/0! | #DIV/0! | #DIV/0! | #DIV/0! | #DIV/0! | #DIV/0! | #DIV/0! | #DIV/0! | #DIV/0! | #DIV/0! | #DIV/0! | #DIV/0! | #DIV/0! | #DIV/0! | #DIV/0! | #DIV/0! | #DIV/0! | #DIV/0! | #DIV/0! | #DIV/0! | #DIV/0! | #DIV/0! | #DIV/0! | #DIV/0! | #DIV/0! | #DIV/0! | #DIV/0! | #DIV/0! | #DIV/0!
0 | 0 | 0 | 0 | #DIV/0! | #DIV/0! | #DIV/0! | #DIV/0! | #DIV/0! | #DIV/0! | #DIV/0! | #DIV/0! | #DIV/0! | #DIV/0! | #DIV/0! | #DIV/0! | #DIV/0! | #DIV/0! | #DIV/0! | #DIV/0! | 0 | 0 | #DIV/0! | #DIV/0! | #DIV/0! | #DIV/0! | #DIV/0! | #DIV/0! | #DIV/0! | #DIV/0! | #DIV/0! | #DIV/0! | #DIV/0! | #DIV/0! | #DIV/0! | #DIV/0! | #DIV/0! | #DIV/0! | #DIV/0! | #DIV/0! | #DIV/0! | #DIV/0! | #DIV/0! | #DIV/0! | #DIV/0! | #DIV/0! | #DIV/0! | #DIV/0! | 4 | 2 | 1 | 0 | 0 | 0 | 0 | 0 | #N/A | #N/A | #N/A | #N/A | #N/A | #N/A | #N/A | #N/A | #N/A | #N/A | #N/A | #N/A | #N/A | #N/A | #N/A | #N/A | #DIV/0! | #DIV/0! | #DIV/0! | #DIV/0! | #DIV/0! | #DIV/0! | #DIV/0! | #DIV/0! | #DIV/0! | #DIV/0! | #DIV/0! | #DIV/0! | #DIV/0! | #DIV/0! | #DIV/0! | #DIV/0! | #DIV/0! | #DIV/0! | #DIV/0! | #DIV/0! | #DIV/0! | #DIV/0! | #DIV/0! | #DIV/0! | #DIV/0! | #DIV/0! | #DIV/0! | #DIV/0! | #DIV/0! | #DIV/0! | #DIV/0! | #DIV/0! | #DIV/0! | #DIV/0! | #DIV/0! | #DIV/0!
0 | 0 | 0 | 0 | #DIV/0! | #DIV/0! | #DIV/0! | #DIV/0! | #DIV/0! | #DIV/0! | #DIV/0! | #DIV/0! | #DIV/0! | #DIV/0! | #DIV/0! | #DIV/0! | #DIV/0! | #DIV/0! | #DIV/0! | #DIV/0! | 0 | 0 | #DIV/0! | #DIV/0! | #DIV/0! | #DIV/0! | #DIV/0! | #DIV/0! | #DIV/0! | #DIV/0! | #DIV/0! | #DIV/0! | #DIV/0! | #DIV/0! | #DIV/0! | #DIV/0! | #DIV/0! | #DIV/0! | #DIV/0! | #DIV/0! | #DIV/0! | #DIV/0! | #DIV/0! | #DIV/0! | #DIV/0! | #DIV/0! | #DIV/0! | #DIV/0! | 4 | 2 | 1 | 0 | 0 | 0 | 0 | 0 | #N/A | #N/A | #N/A | #N/A | #N/A | #N/A | #N/A | #N/A | #N/A | #N/A | #N/A | #N/A | #N/A | #N/A | #N/A | #N/A | #DIV/0! | #DIV/0! | #DIV/0! | #DIV/0! | #DIV/0! | #DIV/0! | #DIV/0! | #DIV/0! | #DIV/0! | #DIV/0! | #DIV/0! | #DIV/0! | #DIV/0! | #DIV/0! | #DIV/0! | #DIV/0! | #DIV/0! | #DIV/0! | #DIV/0! | #DIV/0! | #DIV/0! | #DIV/0! | #DIV/0! | #DIV/0! | #DIV/0! | #DIV/0! | #DIV/0! | #DIV/0! | #DIV/0! | #DIV/0! | #DIV/0! | #DIV/0! | #DIV/0! | #DIV/0! | #DIV/0! | #DIV/0!
0 | 0 | 0 | 0 | #DIV/0! | #DIV/0! | #DIV/0! | #DIV/0! | #DIV/0! | #DIV/0! | #DIV/0! | #DIV/0! | #DIV/0! | #DIV/0! | #DIV/0! | #DIV/0! | #DIV/0! | #DIV/0! | #DIV/0! | #DIV/0! | 0 | 0 | #DIV/0! | #DIV/0! | #DIV/0! | #DIV/0! | #DIV/0! | #DIV/0! | #DIV/0! | #DIV/0! | #DIV/0! | #DIV/0! | #DIV/0! | #DIV/0! | #DIV/0! | #DIV/0! | #DIV/0! | #DIV/0! | #DIV/0! | #DIV/0! | #DIV/0! | #DIV/0! | #DIV/0! | #DIV/0! | #DIV/0! | #DIV/0! | #DIV/0! | #DIV/0! | 4 | 2 | 1 | 0 | 0 | 0 | 0 | 0 | #N/A | #N/A | #N/A | #N/A | #N/A | #N/A | #N/A | #N/A | #N/A | #N/A | #N/A | #N/A | #N/A | #N/A | #N/A | #N/A | #DIV/0! | #DIV/0! | #DIV/0! | #DIV/0! | #DIV/0! | #DIV/0! | #DIV/0! | #DIV/0! | #DIV/0! | #DIV/0! | #DIV/0! | #DIV/0! | #DIV/0! | #DIV/0! | #DIV/0! | #DIV/0! | #DIV/0! | #DIV/0! | #DIV/0! | #DIV/0! | #DIV/0! | #DIV/0! | #DIV/0! | #DIV/0! | #DIV/0! | #DIV/0! | #DIV/0! | #DIV/0! | #DIV/0! | #DIV/0! | #DIV/0! | #DIV/0! | #DIV/0! | #DIV/0! | #DIV/0! | #DIV/0!
0 | 0 | 0 | 0 | #DIV/0! | #DIV/0! | #DIV/0! | #DIV/0! | #DIV/0! | #DIV/0! | #DIV/0! | #DIV/0! | #DIV/0! | #DIV/0! | #DIV/0! | #DIV/0! | #DIV/0! | #DIV/0! | #DIV/0! | #DIV/0! | 0 | 0 | #DIV/0! | #DIV/0! | #DIV/0! | #DIV/0! | #DIV/0! | #DIV/0! | #DIV/0! | #DIV/0! | #DIV/0! | #DIV/0! | #DIV/0! | #DIV/0! | #DIV/0! | #DIV/0! | #DIV/0! | #DIV/0! | #DIV/0! | #DIV/0! | #DIV/0! | #DIV/0! | #DIV/0! | #DIV/0! | #DIV/0! | #DIV/0! | #DIV/0! | #DIV/0! | 4 | 2 | 1 | 0 | 0 | 0 | 0 | 0 | #N/A | #N/A | #N/A | #N/A | #N/A | #N/A | #N/A | #N/A | #N/A | #N/A | #N/A | #N/A | #N/A | #N/A | #N/A | #N/A | #DIV/0! | #DIV/0! | #DIV/0! | #DIV/0! | #DIV/0! | #DIV/0! | #DIV/0! | #DIV/0! | #DIV/0! | #DIV/0! | #DIV/0! | #DIV/0! | #DIV/0! | #DIV/0! | #DIV/0! | #DIV/0! | #DIV/0! | #DIV/0! | #DIV/0! | #DIV/0! | #DIV/0! | #DIV/0! | #DIV/0! | #DIV/0! | #DIV/0! | #DIV/0! | #DIV/0! | #DIV/0! | #DIV/0! | #DIV/0! | #DIV/0! | #DIV/0! | #DIV/0! | #DIV/0! | #DIV/0! | #DIV/0!
0 | 0 | 0 | 0 | #DIV/0! | #DIV/0! | #DIV/0! | #DIV/0! | #DIV/0! | #DIV/0! | #DIV/0! | #DIV/0! | #DIV/0! | #DIV/0! | #DIV/0! | #DIV/0! | #DIV/0! | #DIV/0! | #DIV/0! | #DIV/0! | 0 | 0 | #DIV/0! | #DIV/0! | #DIV/0! | #DIV/0! | #DIV/0! | #DIV/0! | #DIV/0! | #DIV/0! | #DIV/0! | #DIV/0! | #DIV/0! | #DIV/0! | #DIV/0! | #DIV/0! | #DIV/0! | #DIV/0! | #DIV/0! | #DIV/0! | #DIV/0! | #DIV/0! | #DIV/0! | #DIV/0! | #DIV/0! | #DIV/0! | #DIV/0! | #DIV/0! | 4 | 2 | 1 | 0 | 0 | 0 | 0 | 0 | #N/A | #N/A | #N/A | #N/A | #N/A | #N/A | #N/A | #N/A | #N/A | #N/A | #N/A | #N/A | #N/A | #N/A | #N/A | #N/A | #DIV/0! | #DIV/0! | #DIV/0! | #DIV/0! | #DIV/0! | #DIV/0! | #DIV/0! | #DIV/0! | #DIV/0! | #DIV/0! | #DIV/0! | #DIV/0! | #DIV/0! | #DIV/0! | #DIV/0! | #DIV/0! | #DIV/0! | #DIV/0! | #DIV/0! | #DIV/0! | #DIV/0! | #DIV/0! | #DIV/0! | #DIV/0! | #DIV/0! | #DIV/0! | #DIV/0! | #DIV/0! | #DIV/0! | #DIV/0! | #DIV/0! | #DIV/0! | #DIV/0! | #DIV/0! | #DIV/0! | #DIV/0!
0 | 0 | 0 | 0 | #DIV/0! | #DIV/0! | #DIV/0! | #DIV/0! | #DIV/0! | #DIV/0! | #DIV/0! | #DIV/0! | #DIV/0! | #DIV/0! | #DIV/0! | #DIV/0! | #DIV/0! | #DIV/0! | #DIV/0! | #DIV/0! | 0 | 0 | #DIV/0! | #DIV/0! | #DIV/0! | #DIV/0! | #DIV/0! | #DIV/0! | #DIV/0! | #DIV/0! | #DIV/0! | #DIV/0! | #DIV/0! | #DIV/0! | #DIV/0! | #DIV/0! | #DIV/0! | #DIV/0! | #DIV/0! | #DIV/0! | #DIV/0! | #DIV/0! | #DIV/0! | #DIV/0! | #DIV/0! | #DIV/0! | #DIV/0! | #DIV/0! | 4 | 2 | 1 | 0 | 0 | 0 | 0 | 0 | #N/A | #N/A | #N/A | #N/A | #N/A | #N/A | #N/A | #N/A | #N/A | #N/A | #N/A | #N/A | #N/A | #N/A | #N/A | #N/A | #DIV/0! | #DIV/0! | #DIV/0! | #DIV/0! | #DIV/0! | #DIV/0! | #DIV/0! | #DIV/0! | #DIV/0! | #DIV/0! | #DIV/0! | #DIV/0! | #DIV/0! | #DIV/0! | #DIV/0! | #DIV/0! | #DIV/0! | #DIV/0! | #DIV/0! | #DIV/0! | #DIV/0! | #DIV/0! | #DIV/0! | #DIV/0! | #DIV/0! | #DIV/0! | #DIV/0! | #DIV/0! | #DIV/0! | #DIV/0! | #DIV/0! | #DIV/0! | #DIV/0! | #DIV/0! | #DIV/0! | #DIV/0!
0 | 0 | 0 | 0 | #DIV/0! | #DIV/0! | #DIV/0! | #DIV/0! | #DIV/0! | #DIV/0! | #DIV/0! | #DIV/0! | #DIV/0! | #DIV/0! | #DIV/0! | #DIV/0! | #DIV/0! | #DIV/0! | #DIV/0! | #DIV/0! | 0 | 0 | #DIV/0! | #DIV/0! | #DIV/0! | #DIV/0! | #DIV/0! | #DIV/0! | #DIV/0! | #DIV/0! | #DIV/0! | #DIV/0! | #DIV/0! | #DIV/0! | #DIV/0! | #DIV/0! | #DIV/0! | #DIV/0! | #DIV/0! | #DIV/0! | #DIV/0! | #DIV/0! | #DIV/0! | #DIV/0! | #DIV/0! | #DIV/0! | #DIV/0! | #DIV/0! | 4 | 2 | 1 | 0 | 0 | 0 | 0 | 0 | #N/A | #N/A | #N/A | #N/A | #N/A | #N/A | #N/A | #N/A | #N/A | #N/A | #N/A | #N/A | #N/A | #N/A | #N/A | #N/A | #DIV/0! | #DIV/0! | #DIV/0! | #DIV/0! | #DIV/0! | #DIV/0! | #DIV/0! | #DIV/0! | #DIV/0! | #DIV/0! | #DIV/0! | #DIV/0! | #DIV/0! | #DIV/0! | #DIV/0! | #DIV/0! | #DIV/0! | #DIV/0! | #DIV/0! | #DIV/0! | #DIV/0! | #DIV/0! | #DIV/0! | #DIV/0! | #DIV/0! | #DIV/0! | #DIV/0! | #DIV/0! | #DIV/0! | #DIV/0! | #DIV/0! | #DIV/0! | #DIV/0! | #DIV/0! | #DIV/0! | #DIV/0!
0 | 0 | 0 | 0 | #DIV/0! | #DIV/0! | #DIV/0! | #DIV/0! | #DIV/0! | #DIV/0! | #DIV/0! | #DIV/0! | #DIV/0! | #DIV/0! | #DIV/0! | #DIV/0! | #DIV/0! | #DIV/0! | #DIV/0! | #DIV/0! | 0 | 0 | #DIV/0! | #DIV/0! | #DIV/0! | #DIV/0! | #DIV/0! | #DIV/0! | #DIV/0! | #DIV/0! | #DIV/0! | #DIV/0! | #DIV/0! | #DIV/0! | #DIV/0! | #DIV/0! | #DIV/0! | #DIV/0! | #DIV/0! | #DIV/0! | #DIV/0! | #DIV/0! | #DIV/0! | #DIV/0! | #DIV/0! | #DIV/0! | #DIV/0! | #DIV/0! | 4 | 2 | 1 | 0 | 0 | 0 | 0 | 0 | #N/A | #N/A | #N/A | #N/A | #N/A | #N/A | #N/A | #N/A | #N/A | #N/A | #N/A | #N/A | #N/A | #N/A | #N/A | #N/A | #DIV/0! | #DIV/0! | #DIV/0! | #DIV/0! | #DIV/0! | #DIV/0! | #DIV/0! | #DIV/0! | #DIV/0! | #DIV/0! | #DIV/0! | #DIV/0! | #DIV/0! | #DIV/0! | #DIV/0! | #DIV/0! | #DIV/0! | #DIV/0! | #DIV/0! | #DIV/0! | #DIV/0! | #DIV/0! | #DIV/0! | #DIV/0! | #DIV/0! | #DIV/0! | #DIV/0! | #DIV/0! | #DIV/0! | #DIV/0! | #DIV/0! | #DIV/0! | #DIV/0! | #DIV/0! | #DIV/0! | #DIV/0!
0 | 0 | 0 | 0 | #DIV/0! | #DIV/0! | #DIV/0! | #DIV/0! | #DIV/0! | #DIV/0! | #DIV/0! | #DIV/0! | #DIV/0! | #DIV/0! | #DIV/0! | #DIV/0! | #DIV/0! | #DIV/0! | #DIV/0! | #DIV/0! | 0 | 0 | #DIV/0! | #DIV/0! | #DIV/0! | #DIV/0! | #DIV/0! | #DIV/0! | #DIV/0! | #DIV/0! | #DIV/0! | #DIV/0! | #DIV/0! | #DIV/0! | #DIV/0! | #DIV/0! | #DIV/0! | #DIV/0! | #DIV/0! | #DIV/0! | #DIV/0! | #DIV/0! | #DIV/0! | #DIV/0! | #DIV/0! | #DIV/0! | #DIV/0! | #DIV/0! | 4 | 2 | 1 | 0 | 0 | 0 | 0 | 0 | #N/A | #N/A | #N/A | #N/A | #N/A | #N/A | #N/A | #N/A | #N/A | #N/A | #N/A | #N/A | #N/A | #N/A | #N/A | #N/A | #DIV/0! | #DIV/0! | #DIV/0! | #DIV/0! | #DIV/0! | #DIV/0! | #DIV/0! | #DIV/0! | #DIV/0! | #DIV/0! | #DIV/0! | #DIV/0! | #DIV/0! | #DIV/0! | #DIV/0! | #DIV/0! | #DIV/0! | #DIV/0! | #DIV/0! | #DIV/0! | #DIV/0! | #DIV/0! | #DIV/0! | #DIV/0! | #DIV/0! | #DIV/0! | #DIV/0! | #DIV/0! | #DIV/0! | #DIV/0! | #DIV/0! | #DIV/0! | #DIV/0! | #DIV/0! | #DIV/0! | #DIV/0!
0 | 0 | 0 | 0 | #DIV/0! | #DIV/0! | #DIV/0! | #DIV/0! | #DIV/0! | #DIV/0! | #DIV/0! | #DIV/0! | #DIV/0! | #DIV/0! | #DIV/0! | #DIV/0! | #DIV/0! | #DIV/0! | #DIV/0! | #DIV/0! | 0 | 0 | #DIV/0! | #DIV/0! | #DIV/0! | #DIV/0! | #DIV/0! | #DIV/0! | #DIV/0! | #DIV/0! | #DIV/0! | #DIV/0! | #DIV/0! | #DIV/0! | #DIV/0! | #DIV/0! | #DIV/0! | #DIV/0! | #DIV/0! | #DIV/0! | #DIV/0! | #DIV/0! | #DIV/0! | #DIV/0! | #DIV/0! | #DIV/0! | #DIV/0! | #DIV/0! | 4 | 2 | 1 | 0 | 0 | 0 | 0 | 0 | #N/A | #N/A | #N/A | #N/A | #N/A | #N/A | #N/A | #N/A | #N/A | #N/A | #N/A | #N/A | #N/A | #N/A | #N/A | #N/A | #DIV/0! | #DIV/0! | #DIV/0! | #DIV/0! | #DIV/0! | #DIV/0! | #DIV/0! | #DIV/0! | #DIV/0! | #DIV/0! | #DIV/0! | #DIV/0! | #DIV/0! | #DIV/0! | #DIV/0! | #DIV/0! | #DIV/0! | #DIV/0! | #DIV/0! | #DIV/0! | #DIV/0! | #DIV/0! | #DIV/0! | #DIV/0! | #DIV/0! | #DIV/0! | #DIV/0! | #DIV/0! | #DIV/0! | #DIV/0! | #DIV/0! | #DIV/0! | #DIV/0! | #DIV/0! | #DIV/0! | #DIV/0!
0 | 0 | 0 | 0 | #DIV/0! | #DIV/0! | #DIV/0! | #DIV/0! | #DIV/0! | #DIV/0! | #DIV/0! | #DIV/0! | #DIV/0! | #DIV/0! | #DIV/0! | #DIV/0! | #DIV/0! | #DIV/0! | #DIV/0! | #DIV/0! | 0 | 0 | #DIV/0! | #DIV/0! | #DIV/0! | #DIV/0! | #DIV/0! | #DIV/0! | #DIV/0! | #DIV/0! | #DIV/0! | #DIV/0! | #DIV/0! | #DIV/0! | #DIV/0! | #DIV/0! | #DIV/0! | #DIV/0! | #DIV/0! | #DIV/0! | #DIV/0! | #DIV/0! | #DIV/0! | #DIV/0! | #DIV/0! | #DIV/0! | #DIV/0! | #DIV/0! | 4 | 2 | 1 | 0 | 0 | 0 | 0 | 0 | #N/A | #N/A | #N/A | #N/A | #N/A | #N/A | #N/A | #N/A | #N/A | #N/A | #N/A | #N/A | #N/A | #N/A | #N/A | #N/A | #DIV/0! | #DIV/0! | #DIV/0! | #DIV/0! | #DIV/0! | #DIV/0! | #DIV/0! | #DIV/0! | #DIV/0! | #DIV/0! | #DIV/0! | #DIV/0! | #DIV/0! | #DIV/0! | #DIV/0! | #DIV/0! | #DIV/0! | #DIV/0! | #DIV/0! | #DIV/0! | #DIV/0! | #DIV/0! | #DIV/0! | #DIV/0! | #DIV/0! | #DIV/0! | #DIV/0! | #DIV/0! | #DIV/0! | #DIV/0! | #DIV/0! | #DIV/0! | #DIV/0! | #DIV/0! | #DIV/0! | #DIV/0!
0 | 0 | 0 | 0 | #DIV/0! | #DIV/0! | #DIV/0! | #DIV/0! | #DIV/0! | #DIV/0! | #DIV/0! | #DIV/0! | #DIV/0! | #DIV/0! | #DIV/0! | #DIV/0! | #DIV/0! | #DIV/0! | #DIV/0! | #DIV/0! | 0 | 0 | #DIV/0! | #DIV/0! | #DIV/0! | #DIV/0! | #DIV/0! | #DIV/0! | #DIV/0! | #DIV/0! | #DIV/0! | #DIV/0! | #DIV/0! | #DIV/0! | #DIV/0! | #DIV/0! | #DIV/0! | #DIV/0! | #DIV/0! | #DIV/0! | #DIV/0! | #DIV/0! | #DIV/0! | #DIV/0! | #DIV/0! | #DIV/0! | #DIV/0! | #DIV/0! | 4 | 2 | 1 | 0 | 0 | 0 | 0 | 0 | #N/A | #N/A | #N/A | #N/A | #N/A | #N/A | #N/A | #N/A | #N/A | #N/A | #N/A | #N/A | #N/A | #N/A | #N/A | #N/A | #DIV/0! | #DIV/0! | #DIV/0! | #DIV/0! | #DIV/0! | #DIV/0! | #DIV/0! | #DIV/0! | #DIV/0! | #DIV/0! | #DIV/0! | #DIV/0! | #DIV/0! | #DIV/0! | #DIV/0! | #DIV/0! | #DIV/0! | #DIV/0! | #DIV/0! | #DIV/0! | #DIV/0! | #DIV/0! | #DIV/0! | #DIV/0! | #DIV/0! | #DIV/0! | #DIV/0! | #DIV/0! | #DIV/0! | #DIV/0! | #DIV/0! | #DIV/0! | #DIV/0! | #DIV/0! | #DIV/0! | #DIV/0!
0 | 0 | 0 | 0 | #DIV/0! | #DIV/0! | #DIV/0! | #DIV/0! | #DIV/0! | #DIV/0! | #DIV/0! | #DIV/0! | #DIV/0! | #DIV/0! | #DIV/0! | #DIV/0! | #DIV/0! | #DIV/0! | #DIV/0! | #DIV/0! | 0 | 0 | #DIV/0! | #DIV/0! | #DIV/0! | #DIV/0! | #DIV/0! | #DIV/0! | #DIV/0! | #DIV/0! | #DIV/0! | #DIV/0! | #DIV/0! | #DIV/0! | #DIV/0! | #DIV/0! | #DIV/0! | #DIV/0! | #DIV/0! | #DIV/0! | #DIV/0! | #DIV/0! | #DIV/0! | #DIV/0! | #DIV/0! | #DIV/0! | #DIV/0! | #DIV/0! | 4 | 2 | 1 | 0 | 0 | 0 | 0 | 0 | #N/A | #N/A | #N/A | #N/A | #N/A | #N/A | #N/A | #N/A | #N/A | #N/A | #N/A | #N/A | #N/A | #N/A | #N/A | #N/A | #DIV/0! | #DIV/0! | #DIV/0! | #DIV/0! | #DIV/0! | #DIV/0! | #DIV/0! | #DIV/0! | #DIV/0! | #DIV/0! | #DIV/0! | #DIV/0! | #DIV/0! | #DIV/0! | #DIV/0! | #DIV/0! | #DIV/0! | #DIV/0! | #DIV/0! | #DIV/0! | #DIV/0! | #DIV/0! | #DIV/0! | #DIV/0! | #DIV/0! | #DIV/0! | #DIV/0! | #DIV/0! | #DIV/0! | #DIV/0! | #DIV/0! | #DIV/0! | #DIV/0! | #DIV/0! | #DIV/0! | #DIV/0!
0 | 0 | 0 | 0 | #DIV/0! | #DIV/0! | #DIV/0! | #DIV/0! | #DIV/0! | #DIV/0! | #DIV/0! | #DIV/0! | #DIV/0! | #DIV/0! | #DIV/0! | #DIV/0! | #DIV/0! | #DIV/0! | #DIV/0! | #DIV/0! | 0 | 0 | #DIV/0! | #DIV/0! | #DIV/0! | #DIV/0! | #DIV/0! | #DIV/0! | #DIV/0! | #DIV/0! | #DIV/0! | #DIV/0! | #DIV/0! | #DIV/0! | #DIV/0! | #DIV/0! | #DIV/0! | #DIV/0! | #DIV/0! | #DIV/0! | #DIV/0! | #DIV/0! | #DIV/0! | #DIV/0! | #DIV/0! | #DIV/0! | #DIV/0! | #DIV/0! | 4 | 2 | 1 | 0 | 0 | 0 | 0 | 0 | #N/A | #N/A | #N/A | #N/A | #N/A | #N/A | #N/A | #N/A | #N/A | #N/A | #N/A | #N/A | #N/A | #N/A | #N/A | #N/A | #DIV/0! | #DIV/0! | #DIV/0! | #DIV/0! | #DIV/0! | #DIV/0! | #DIV/0! | #DIV/0! | #DIV/0! | #DIV/0! | #DIV/0! | #DIV/0! | #DIV/0! | #DIV/0! | #DIV/0! | #DIV/0! | #DIV/0! | #DIV/0! | #DIV/0! | #DIV/0! | #DIV/0! | #DIV/0! | #DIV/0! | #DIV/0! | #DIV/0! | #DIV/0! | #DIV/0! | #DIV/0! | #DIV/0! | #DIV/0! | #DIV/0! | #DIV/0! | #DIV/0! | #DIV/0! | #DIV/0! | #DIV/0!
0 | 0 | 0 | 0 | #DIV/0! | #DIV/0! | #DIV/0! | #DIV/0! | #DIV/0! | #DIV/0! | #DIV/0! | #DIV/0! | #DIV/0! | #DIV/0! | #DIV/0! | #DIV/0! | #DIV/0! | #DIV/0! | #DIV/0! | #DIV/0! | 0 | 0 | #DIV/0! | #DIV/0! | #DIV/0! | #DIV/0! | #DIV/0! | #DIV/0! | #DIV/0! | #DIV/0! | #DIV/0! | #DIV/0! | #DIV/0! | #DIV/0! | #DIV/0! | #DIV/0! | #DIV/0! | #DIV/0! | #DIV/0! | #DIV/0! | #DIV/0! | #DIV/0! | #DIV/0! | #DIV/0! | #DIV/0! | #DIV/0! | #DIV/0! | #DIV/0! | 4 | 2 | 1 | 0 | 0 | 0 | 0 | 0 | #N/A | #N/A | #N/A | #N/A | #N/A | #N/A | #N/A | #N/A | #N/A | #N/A | #N/A | #N/A | #N/A | #N/A | #N/A | #N/A | #DIV/0! | #DIV/0! | #DIV/0! | #DIV/0! | #DIV/0! | #DIV/0! | #DIV/0! | #DIV/0! | #DIV/0! | #DIV/0! | #DIV/0! | #DIV/0! | #DIV/0! | #DIV/0! | #DIV/0! | #DIV/0! | #DIV/0! | #DIV/0! | #DIV/0! | #DIV/0! | #DIV/0! | #DIV/0! | #DIV/0! | #DIV/0! | #DIV/0! | #DIV/0! | #DIV/0! | #DIV/0! | #DIV/0! | #DIV/0! | #DIV/0! | #DIV/0! | #DIV/0! | #DIV/0! | #DIV/0! | #DIV/0!
0 | 0 | 0 | 0 | #DIV/0! | #DIV/0! | #DIV/0! | #DIV/0! | #DIV/0! | #DIV/0! | #DIV/0! | #DIV/0! | #DIV/0! | #DIV/0! | #DIV/0! | #DIV/0! | #DIV/0! | #DIV/0! | #DIV/0! | #DIV/0! | 0 | 0 | #DIV/0! | #DIV/0! | #DIV/0! | #DIV/0! | #DIV/0! | #DIV/0! | #DIV/0! | #DIV/0! | #DIV/0! | #DIV/0! | #DIV/0! | #DIV/0! | #DIV/0! | #DIV/0! | #DIV/0! | #DIV/0! | #DIV/0! | #DIV/0! | #DIV/0! | #DIV/0! | #DIV/0! | #DIV/0! | #DIV/0! | #DIV/0! | #DIV/0! | #DIV/0! | 4 | 2 | 1 | 0 | 0 | 0 | 0 | 0 | #N/A | #N/A | #N/A | #N/A | #N/A | #N/A | #N/A | #N/A | #N/A | #N/A | #N/A | #N/A | #N/A | #N/A | #N/A | #N/A | #DIV/0! | #DIV/0! | #DIV/0! | #DIV/0! | #DIV/0! | #DIV/0! | #DIV/0! | #DIV/0! | #DIV/0! | #DIV/0! | #DIV/0! | #DIV/0! | #DIV/0! | #DIV/0! | #DIV/0! | #DIV/0! | #DIV/0! | #DIV/0! | #DIV/0! | #DIV/0! | #DIV/0! | #DIV/0! | #DIV/0! | #DIV/0! | #DIV/0! | #DIV/0! | #DIV/0! | #DIV/0! | #DIV/0! | #DIV/0! | #DIV/0! | #DIV/0! | #DIV/0! | #DIV/0! | #DIV/0! | #DIV/0!
0 | 0 | 0 | 0 | #DIV/0! | #DIV/0! | #DIV/0! | #DIV/0! | #DIV/0! | #DIV/0! | #DIV/0! | #DIV/0! | #DIV/0! | #DIV/0! | #DIV/0! | #DIV/0! | #DIV/0! | #DIV/0! | #DIV/0! | #DIV/0! | 0 | 0 | #DIV/0! | #DIV/0! | #DIV/0! | #DIV/0! | #DIV/0! | #DIV/0! | #DIV/0! | #DIV/0! | #DIV/0! | #DIV/0! | #DIV/0! | #DIV/0! | #DIV/0! | #DIV/0! | #DIV/0! | #DIV/0! | #DIV/0! | #DIV/0! | #DIV/0! | #DIV/0! | #DIV/0! | #DIV/0! | #DIV/0! | #DIV/0! | #DIV/0! | #DIV/0! | 4 | 2 | 1 | 0 | 0 | 0 | 0 | 0 | #N/A | #N/A | #N/A | #N/A | #N/A | #N/A | #N/A | #N/A | #N/A | #N/A | #N/A | #N/A | #N/A | #N/A | #N/A | #N/A | #DIV/0! | #DIV/0! | #DIV/0! | #DIV/0! | #DIV/0! | #DIV/0! | #DIV/0! | #DIV/0! | #DIV/0! | #DIV/0! | #DIV/0! | #DIV/0! | #DIV/0! | #DIV/0! | #DIV/0! | #DIV/0! | #DIV/0! | #DIV/0! | #DIV/0! | #DIV/0! | #DIV/0! | #DIV/0! | #DIV/0! | #DIV/0! | #DIV/0! | #DIV/0! | #DIV/0! | #DIV/0! | #DIV/0! | #DIV/0! | #DIV/0! | #DIV/0! | #DIV/0! | #DIV/0! | #DIV/0! | #DIV/0!
0 | 0 | 0 | 0 | #DIV/0! | #DIV/0! | #DIV/0! | #DIV/0! | #DIV/0! | #DIV/0! | #DIV/0! | #DIV/0! | #DIV/0! | #DIV/0! | #DIV/0! | #DIV/0! | #DIV/0! | #DIV/0! | #DIV/0! | #DIV/0! | 0 | 0 | #DIV/0! | #DIV/0! | #DIV/0! | #DIV/0! | #DIV/0! | #DIV/0! | #DIV/0! | #DIV/0! | #DIV/0! | #DIV/0! | #DIV/0! | #DIV/0! | #DIV/0! | #DIV/0! | #DIV/0! | #DIV/0! | #DIV/0! | #DIV/0! | #DIV/0! | #DIV/0! | #DIV/0! | #DIV/0! | #DIV/0! | #DIV/0! | #DIV/0! | #DIV/0! | 4 | 2 | 1 | 0 | 0 | 0 | 0 | 0 | #N/A | #N/A | #N/A | #N/A | #N/A | #N/A | #N/A | #N/A | #N/A | #N/A | #N/A | #N/A | #N/A | #N/A | #N/A | #N/A | #DIV/0! | #DIV/0! | #DIV/0! | #DIV/0! | #DIV/0! | #DIV/0! | #DIV/0! | #DIV/0! | #DIV/0! | #DIV/0! | #DIV/0! | #DIV/0! | #DIV/0! | #DIV/0! | #DIV/0! | #DIV/0! | #DIV/0! | #DIV/0! | #DIV/0! | #DIV/0! | #DIV/0! | #DIV/0! | #DIV/0! | #DIV/0! | #DIV/0! | #DIV/0! | #DIV/0! | #DIV/0! | #DIV/0! | #DIV/0! | #DIV/0! | #DIV/0! | #DIV/0! | #DIV/0! | #DIV/0! | #DIV/0!
0 | 0 | 0 | 0 | #DIV/0! | #DIV/0! | #DIV/0! | #DIV/0! | #DIV/0! | #DIV/0! | #DIV/0! | #DIV/0! | #DIV/0! | #DIV/0! | #DIV/0! | #DIV/0! | #DIV/0! | #DIV/0! | #DIV/0! | #DIV/0! | 0 | 0 | #DIV/0! | #DIV/0! | #DIV/0! | #DIV/0! | #DIV/0! | #DIV/0! | #DIV/0! | #DIV/0! | #DIV/0! | #DIV/0! | #DIV/0! | #DIV/0! | #DIV/0! | #DIV/0! | #DIV/0! | #DIV/0! | #DIV/0! | #DIV/0! | #DIV/0! | #DIV/0! | #DIV/0! | #DIV/0! | #DIV/0! | #DIV/0! | #DIV/0! | #DIV/0! | 4 | 2 | 1 | 0 | 0 | 0 | 0 | 0 | #N/A | #N/A | #N/A | #N/A | #N/A | #N/A | #N/A | #N/A | #N/A | #N/A | #N/A | #N/A | #N/A | #N/A | #N/A | #N/A | #DIV/0! | #DIV/0! | #DIV/0! | #DIV/0! | #DIV/0! | #DIV/0! | #DIV/0! | #DIV/0! | #DIV/0! | #DIV/0! | #DIV/0! | #DIV/0! | #DIV/0! | #DIV/0! | #DIV/0! | #DIV/0! | #DIV/0! | #DIV/0! | #DIV/0! | #DIV/0! | #DIV/0! | #DIV/0! | #DIV/0! | #DIV/0! | #DIV/0! | #DIV/0! | #DIV/0! | #DIV/0! | #DIV/0! | #DIV/0! | #DIV/0! | #DIV/0! | #DIV/0! | #DIV/0! | #DIV/0! | #DIV/0!
0 | 0 | 0 | 0 | #DIV/0! | #DIV/0! | #DIV/0! | #DIV/0! | #DIV/0! | #DIV/0! | #DIV/0! | #DIV/0! | #DIV/0! | #DIV/0! | #DIV/0! | #DIV/0! | #DIV/0! | #DIV/0! | #DIV/0! | #DIV/0! | 0 | 0 | #DIV/0! | #DIV/0! | #DIV/0! | #DIV/0! | #DIV/0! | #DIV/0! | #DIV/0! | #DIV/0! | #DIV/0! | #DIV/0! | #DIV/0! | #DIV/0! | #DIV/0! | #DIV/0! | #DIV/0! | #DIV/0! | #DIV/0! | #DIV/0! | #DIV/0! | #DIV/0! | #DIV/0! | #DIV/0! | #DIV/0! | #DIV/0! | #DIV/0! | #DIV/0! | 4 | 2 | 1 | 0 | 0 | 0 | 0 | 0 | #N/A | #N/A | #N/A | #N/A | #N/A | #N/A | #N/A | #N/A | #N/A | #N/A | #N/A | #N/A | #N/A | #N/A | #N/A | #N/A | #DIV/0! | #DIV/0! | #DIV/0! | #DIV/0! | #DIV/0! | #DIV/0! | #DIV/0! | #DIV/0! | #DIV/0! | #DIV/0! | #DIV/0! | #DIV/0! | #DIV/0! | #DIV/0! | #DIV/0! | #DIV/0! | #DIV/0! | #DIV/0! | #DIV/0! | #DIV/0! | #DIV/0! | #DIV/0! | #DIV/0! | #DIV/0! | #DIV/0! | #DIV/0! | #DIV/0! | #DIV/0! | #DIV/0! | #DIV/0! | #DIV/0! | #DIV/0! | #DIV/0! | #DIV/0! | #DIV/0! | #DIV/0!
0 | 0 | 0 | 0 | #DIV/0! | #DIV/0! | #DIV/0! | #DIV/0! | #DIV/0! | #DIV/0! | #DIV/0! | #DIV/0! | #DIV/0! | #DIV/0! | #DIV/0! | #DIV/0! | #DIV/0! | #DIV/0! | #DIV/0! | #DIV/0! | 0 | 0 | #DIV/0! | #DIV/0! | #DIV/0! | #DIV/0! | #DIV/0! | #DIV/0! | #DIV/0! | #DIV/0! | #DIV/0! | #DIV/0! | #DIV/0! | #DIV/0! | #DIV/0! | #DIV/0! | #DIV/0! | #DIV/0! | #DIV/0! | #DIV/0! | #DIV/0! | #DIV/0! | #DIV/0! | #DIV/0! | #DIV/0! | #DIV/0! | #DIV/0! | #DIV/0! | 4 | 2 | 1 | 0 | 0 | 0 | 0 | 0 | #N/A | #N/A | #N/A | #N/A | #N/A | #N/A | #N/A | #N/A | #N/A | #N/A | #N/A | #N/A | #N/A | #N/A | #N/A | #N/A | #DIV/0! | #DIV/0! | #DIV/0! | #DIV/0! | #DIV/0! | #DIV/0! | #DIV/0! | #DIV/0! | #DIV/0! | #DIV/0! | #DIV/0! | #DIV/0! | #DIV/0! | #DIV/0! | #DIV/0! | #DIV/0! | #DIV/0! | #DIV/0! | #DIV/0! | #DIV/0! | #DIV/0! | #DIV/0! | #DIV/0! | #DIV/0! | #DIV/0! | #DIV/0! | #DIV/0! | #DIV/0! | #DIV/0! | #DIV/0! | #DIV/0! | #DIV/0! | #DIV/0! | #DIV/0! | #DIV/0! | #DIV/0!
0 | 0 | 0 | 0 | #DIV/0! | #DIV/0! | #DIV/0! | #DIV/0! | #DIV/0! | #DIV/0! | #DIV/0! | #DIV/0! | #DIV/0! | #DIV/0! | #DIV/0! | #DIV/0! | #DIV/0! | #DIV/0! | #DIV/0! | #DIV/0! | 0 | 0 | #DIV/0! | #DIV/0! | #DIV/0! | #DIV/0! | #DIV/0! | #DIV/0! | #DIV/0! | #DIV/0! | #DIV/0! | #DIV/0! | #DIV/0! | #DIV/0! | #DIV/0! | #DIV/0! | #DIV/0! | #DIV/0! | #DIV/0! | #DIV/0! | #DIV/0! | #DIV/0! | #DIV/0! | #DIV/0! | #DIV/0! | #DIV/0! | #DIV/0! | #DIV/0! | 4 | 2 | 1 | 0 | 0 | 0 | 0 | 0 | #N/A | #N/A | #N/A | #N/A | #N/A | #N/A | #N/A | #N/A | #N/A | #N/A | #N/A | #N/A | #N/A | #N/A | #N/A | #N/A | #DIV/0! | #DIV/0! | #DIV/0! | #DIV/0! | #DIV/0! | #DIV/0! | #DIV/0! | #DIV/0! | #DIV/0! | #DIV/0! | #DIV/0! | #DIV/0! | #DIV/0! | #DIV/0! | #DIV/0! | #DIV/0! | #DIV/0! | #DIV/0! | #DIV/0! | #DIV/0! | #DIV/0! | #DIV/0! | #DIV/0! | #DIV/0! | #DIV/0! | #DIV/0! | #DIV/0! | #DIV/0! | #DIV/0! | #DIV/0! | #DIV/0! | #DIV/0! | #DIV/0! | #DIV/0! | #DIV/0! | #DIV/0!
0 | 0 | 0 | 0 | #DIV/0! | #DIV/0! | #DIV/0! | #DIV/0! | #DIV/0! | #DIV/0! | #DIV/0! | #DIV/0! | #DIV/0! | #DIV/0! | #DIV/0! | #DIV/0! | #DIV/0! | #DIV/0! | #DIV/0! | #DIV/0! | 0 | 0 | #DIV/0! | #DIV/0! | #DIV/0! | #DIV/0! | #DIV/0! | #DIV/0! | #DIV/0! | #DIV/0! | #DIV/0! | #DIV/0! | #DIV/0! | #DIV/0! | #DIV/0! | #DIV/0! | #DIV/0! | #DIV/0! | #DIV/0! | #DIV/0! | #DIV/0! | #DIV/0! | #DIV/0! | #DIV/0! | #DIV/0! | #DIV/0! | #DIV/0! | #DIV/0! | 4 | 2 | 1 | 0 | 0 | 0 | 0 | 0 | #N/A | #N/A | #N/A | #N/A | #N/A | #N/A | #N/A | #N/A | #N/A | #N/A | #N/A | #N/A | #N/A | #N/A | #N/A | #N/A | #DIV/0! | #DIV/0! | #DIV/0! | #DIV/0! | #DIV/0! | #DIV/0! | #DIV/0! | #DIV/0! | #DIV/0! | #DIV/0! | #DIV/0! | #DIV/0! | #DIV/0! | #DIV/0! | #DIV/0! | #DIV/0! | #DIV/0! | #DIV/0! | #DIV/0! | #DIV/0! | #DIV/0! | #DIV/0! | #DIV/0! | #DIV/0! | #DIV/0! | #DIV/0! | #DIV/0! | #DIV/0! | #DIV/0! | #DIV/0! | #DIV/0! | #DIV/0! | #DIV/0! | #DIV/0! | #DIV/0! | #DIV/0!
0 | 0 | 0 | 0 | #DIV/0! | #DIV/0! | #DIV/0! | #DIV/0! | #DIV/0! | #DIV/0! | #DIV/0! | #DIV/0! | #DIV/0! | #DIV/0! | #DIV/0! | #DIV/0! | #DIV/0! | #DIV/0! | #DIV/0! | #DIV/0! | 0 | 0 | #DIV/0! | #DIV/0! | #DIV/0! | #DIV/0! | #DIV/0! | #DIV/0! | #DIV/0! | #DIV/0! | #DIV/0! | #DIV/0! | #DIV/0! | #DIV/0! | #DIV/0! | #DIV/0! | #DIV/0! | #DIV/0! | #DIV/0! | #DIV/0! | #DIV/0! | #DIV/0! | #DIV/0! | #DIV/0! | #DIV/0! | #DIV/0! | #DIV/0! | #DIV/0! | 4 | 2 | 1 | 0 | 0 | 0 | 0 | 0 | #N/A | #N/A | #N/A | #N/A | #N/A | #N/A | #N/A | #N/A | #N/A | #N/A | #N/A | #N/A | #N/A | #N/A | #N/A | #N/A | #DIV/0! | #DIV/0! | #DIV/0! | #DIV/0! | #DIV/0! | #DIV/0! | #DIV/0! | #DIV/0! | #DIV/0! | #DIV/0! | #DIV/0! | #DIV/0! | #DIV/0! | #DIV/0! | #DIV/0! | #DIV/0! | #DIV/0! | #DIV/0! | #DIV/0! | #DIV/0! | #DIV/0! | #DIV/0! | #DIV/0! | #DIV/0! | #DIV/0! | #DIV/0! | #DIV/0! | #DIV/0! | #DIV/0! | #DIV/0! | #DIV/0! | #DIV/0! | #DIV/0! | #DIV/0! | #DIV/0! | #DIV/0!
0 | 0 | 0 | 0 | #DIV/0! | #DIV/0! | #DIV/0! | #DIV/0! | #DIV/0! | #DIV/0! | #DIV/0! | #DIV/0! | #DIV/0! | #DIV/0! | #DIV/0! | #DIV/0! | #DIV/0! | #DIV/0! | #DIV/0! | #DIV/0! | 0 | 0 | #DIV/0! | #DIV/0! | #DIV/0! | #DIV/0! | #DIV/0! | #DIV/0! | #DIV/0! | #DIV/0! | #DIV/0! | #DIV/0! | #DIV/0! | #DIV/0! | #DIV/0! | #DIV/0! | #DIV/0! | #DIV/0! | #DIV/0! | #DIV/0! | #DIV/0! | #DIV/0! | #DIV/0! | #DIV/0! | #DIV/0! | #DIV/0! | #DIV/0! | #DIV/0! | 4 | 2 | 1 | 0 | 0 | 0 | 0 | 0 | #N/A | #N/A | #N/A | #N/A | #N/A | #N/A | #N/A | #N/A | #N/A | #N/A | #N/A | #N/A | #N/A | #N/A | #N/A | #N/A | #DIV/0! | #DIV/0! | #DIV/0! | #DIV/0! | #DIV/0! | #DIV/0! | #DIV/0! | #DIV/0! | #DIV/0! | #DIV/0! | #DIV/0! | #DIV/0! | #DIV/0! | #DIV/0! | #DIV/0! | #DIV/0! | #DIV/0! | #DIV/0! | #DIV/0! | #DIV/0! | #DIV/0! | #DIV/0! | #DIV/0! | #DIV/0! | #DIV/0! | #DIV/0! | #DIV/0! | #DIV/0! | #DIV/0! | #DIV/0! | #DIV/0! | #DIV/0! | #DIV/0! | #DIV/0! | #DIV/0! | #DIV/0!
0 | 0 | 0 | 0 | #DIV/0! | #DIV/0! | #DIV/0! | #DIV/0! | #DIV/0! | #DIV/0! | #DIV/0! | #DIV/0! | #DIV/0! | #DIV/0! | #DIV/0! | #DIV/0! | #DIV/0! | #DIV/0! | #DIV/0! | #DIV/0! | 0 | 0 | #DIV/0! | #DIV/0! | #DIV/0! | #DIV/0! | #DIV/0! | #DIV/0! | #DIV/0! | #DIV/0! | #DIV/0! | #DIV/0! | #DIV/0! | #DIV/0! | #DIV/0! | #DIV/0! | #DIV/0! | #DIV/0! | #DIV/0! | #DIV/0! | #DIV/0! | #DIV/0! | #DIV/0! | #DIV/0! | #DIV/0! | #DIV/0! | #DIV/0! | #DIV/0! | 4 | 2 | 1 | 0 | 0 | 0 | 0 | 0 | #N/A | #N/A | #N/A | #N/A | #N/A | #N/A | #N/A | #N/A | #N/A | #N/A | #N/A | #N/A | #N/A | #N/A | #N/A | #N/A | #DIV/0! | #DIV/0! | #DIV/0! | #DIV/0! | #DIV/0! | #DIV/0! | #DIV/0! | #DIV/0! | #DIV/0! | #DIV/0! | #DIV/0! | #DIV/0! | #DIV/0! | #DIV/0! | #DIV/0! | #DIV/0! | #DIV/0! | #DIV/0! | #DIV/0! | #DIV/0! | #DIV/0! | #DIV/0! | #DIV/0! | #DIV/0! | #DIV/0! | #DIV/0! | #DIV/0! | #DIV/0! | #DIV/0! | #DIV/0! | #DIV/0! | #DIV/0! | #DIV/0! | #DIV/0! | #DIV/0! | #DIV/0!
0 | 0 | 0 | 0 | #DIV/0! | #DIV/0! | #DIV/0! | #DIV/0! | #DIV/0! | #DIV/0! | #DIV/0! | #DIV/0! | #DIV/0! | #DIV/0! | #DIV/0! | #DIV/0! | #DIV/0! | #DIV/0! | #DIV/0! | #DIV/0! | 0 | 0 | #DIV/0! | #DIV/0! | #DIV/0! | #DIV/0! | #DIV/0! | #DIV/0! | #DIV/0! | #DIV/0! | #DIV/0! | #DIV/0! | #DIV/0! | #DIV/0! | #DIV/0! | #DIV/0! | #DIV/0! | #DIV/0! | #DIV/0! | #DIV/0! | #DIV/0! | #DIV/0! | #DIV/0! | #DIV/0! | #DIV/0! | #DIV/0! | #DIV/0! | #DIV/0! | 4 | 2 | 1 | 0 | 0 | 0 | 0 | 0 | #N/A | #N/A | #N/A | #N/A | #N/A | #N/A | #N/A | #N/A | #N/A | #N/A | #N/A | #N/A | #N/A | #N/A | #N/A | #N/A | #DIV/0! | #DIV/0! | #DIV/0! | #DIV/0! | #DIV/0! | #DIV/0! | #DIV/0! | #DIV/0! | #DIV/0! | #DIV/0! | #DIV/0! | #DIV/0! | #DIV/0! | #DIV/0! | #DIV/0! | #DIV/0! | #DIV/0! | #DIV/0! | #DIV/0! | #DIV/0! | #DIV/0! | #DIV/0! | #DIV/0! | #DIV/0! | #DIV/0! | #DIV/0! | #DIV/0! | #DIV/0! | #DIV/0! | #DIV/0! | #DIV/0! | #DIV/0! | #DIV/0! | #DIV/0! | #DIV/0! | #DIV/0!
0 | 0 | 0 | 0 | #DIV/0! | #DIV/0! | #DIV/0! | #DIV/0! | #DIV/0! | #DIV/0! | #DIV/0! | #DIV/0! | #DIV/0! | #DIV/0! | #DIV/0! | #DIV/0! | #DIV/0! | #DIV/0! | #DIV/0! | #DIV/0! | 0 | 0 | #DIV/0! | #DIV/0! | #DIV/0! | #DIV/0! | #DIV/0! | #DIV/0! | #DIV/0! | #DIV/0! | #DIV/0! | #DIV/0! | #DIV/0! | #DIV/0! | #DIV/0! | #DIV/0! | #DIV/0! | #DIV/0! | #DIV/0! | #DIV/0! | #DIV/0! | #DIV/0! | #DIV/0! | #DIV/0! | #DIV/0! | #DIV/0! | #DIV/0! | #DIV/0! | 4 | 2 | 1 | 0 | 0 | 0 | 0 | 0 | #N/A | #N/A | #N/A | #N/A | #N/A | #N/A | #N/A | #N/A | #N/A | #N/A | #N/A | #N/A | #N/A | #N/A | #N/A | #N/A | #DIV/0! | #DIV/0! | #DIV/0! | #DIV/0! | #DIV/0! | #DIV/0! | #DIV/0! | #DIV/0! | #DIV/0! | #DIV/0! | #DIV/0! | #DIV/0! | #DIV/0! | #DIV/0! | #DIV/0! | #DIV/0! | #DIV/0! | #DIV/0! | #DIV/0! | #DIV/0! | #DIV/0! | #DIV/0! | #DIV/0! | #DIV/0! | #DIV/0! | #DIV/0! | #DIV/0! | #DIV/0! | #DIV/0! | #DIV/0! | #DIV/0! | #DIV/0! | #DIV/0! | #DIV/0! | #DIV/0! | #DIV/0!
0 | 0 | 0 | 0 | #DIV/0! | #DIV/0! | #DIV/0! | #DIV/0! | #DIV/0! | #DIV/0! | #DIV/0! | #DIV/0! | #DIV/0! | #DIV/0! | #DIV/0! | #DIV/0! | #DIV/0! | #DIV/0! | #DIV/0! | #DIV/0! | 0 | 0 | #DIV/0! | #DIV/0! | #DIV/0! | #DIV/0! | #DIV/0! | #DIV/0! | #DIV/0! | #DIV/0! | #DIV/0! | #DIV/0! | #DIV/0! | #DIV/0! | #DIV/0! | #DIV/0! | #DIV/0! | #DIV/0! | #DIV/0! | #DIV/0! | #DIV/0! | #DIV/0! | #DIV/0! | #DIV/0! | #DIV/0! | #DIV/0! | #DIV/0! | #DIV/0! | 4 | 2 | 1 | 0 | 0 | 0 | 0 | 0 | #N/A | #N/A | #N/A | #N/A | #N/A | #N/A | #N/A | #N/A | #N/A | #N/A | #N/A | #N/A | #N/A | #N/A | #N/A | #N/A | #DIV/0! | #DIV/0! | #DIV/0! | #DIV/0! | #DIV/0! | #DIV/0! | #DIV/0! | #DIV/0! | #DIV/0! | #DIV/0! | #DIV/0! | #DIV/0! | #DIV/0! | #DIV/0! | #DIV/0! | #DIV/0! | #DIV/0! | #DIV/0! | #DIV/0! | #DIV/0! | #DIV/0! | #DIV/0! | #DIV/0! | #DIV/0! | #DIV/0! | #DIV/0! | #DIV/0! | #DIV/0! | #DIV/0! | #DIV/0! | #DIV/0! | #DIV/0! | #DIV/0! | #DIV/0! | #DIV/0! | #DIV/0!
0 | 0 | 0 | 0 | #DIV/0! | #DIV/0! | #DIV/0! | #DIV/0! | #DIV/0! | #DIV/0! | #DIV/0! | #DIV/0! | #DIV/0! | #DIV/0! | #DIV/0! | #DIV/0! | #DIV/0! | #DIV/0! | #DIV/0! | #DIV/0! | 0 | 0 | #DIV/0! | #DIV/0! | #DIV/0! | #DIV/0! | #DIV/0! | #DIV/0! | #DIV/0! | #DIV/0! | #DIV/0! | #DIV/0! | #DIV/0! | #DIV/0! | #DIV/0! | #DIV/0! | #DIV/0! | #DIV/0! | #DIV/0! | #DIV/0! | #DIV/0! | #DIV/0! | #DIV/0! | #DIV/0! | #DIV/0! | #DIV/0! | #DIV/0! | #DIV/0! | 4 | 2 | 1 | 0 | 0 | 0 | 0 | 0 | #N/A | #N/A | #N/A | #N/A | #N/A | #N/A | #N/A | #N/A | #N/A | #N/A | #N/A | #N/A | #N/A | #N/A | #N/A | #N/A | #DIV/0! | #DIV/0! | #DIV/0! | #DIV/0! | #DIV/0! | #DIV/0! | #DIV/0! | #DIV/0! | #DIV/0! | #DIV/0! | #DIV/0! | #DIV/0! | #DIV/0! | #DIV/0! | #DIV/0! | #DIV/0! | #DIV/0! | #DIV/0! | #DIV/0! | #DIV/0! | #DIV/0! | #DIV/0! | #DIV/0! | #DIV/0! | #DIV/0! | #DIV/0! | #DIV/0! | #DIV/0! | #DIV/0! | #DIV/0! | #DIV/0! | #DIV/0! | #DIV/0! | #DIV/0! | #DIV/0! | #DIV/0!

## ModelParams Lw (hidden)
DISCHARGE SOUND POWER - MODEL PARAMETERS | [9 empty] | PARAMETERS FOR A-WEIGHTED SOUND CALCULATIONS
| octaaffrequentie f [Hz] | [9 empty] | octaaffrequentie f [Hz]
| 63 | 125 | 250 | 500 | 1000 | 2000 | 4000 | 8000 |  |  | 63 | 125 | 250 | 500 | 1000 | 2000 | 4000 | 8000
A0 | 6.1039 | 3.4022 | 8.3911 | 12.2373 | 12.492 | 13.8175 | 13.431 | 9.0505 |  | Af | -26.2 | -16.1 | -8.6 | -3.2 | 0 | 1.2 | 1 | -1.1
A1 | 29.6208 | 29.3107 | 35.3947 | 43.4989 | 54.1953 | 64.8686 | 68.8885 | 50.5982
A2 | 14.7958 | -172.9699 | 44.4046 | 210.308 | 254.2092 | 221.4876 | 203.6202 | 76.2212
A3 | 124.7421 | 72.5023 | 230.5173 | 298.0914 | 221.0368 | 192.6869 | 193.9471 | 154.1938 |  | PARAMETERS FOR NR SOUND CALCULATIONS
B0 | -189.3321 | -163.3481 | -7.6257 | 140.2905 | 281.6819 | 380.4083 | 403.5154 | 281.1738 |  |  | octaaffrequentie f [Hz]
B1 | 61.3218 | 84.0394 | 77.2971 | 89.659 | 93.234 | 105.351 | 105.2659 | 72.2676 |  |  | 63 | 125 | 250 | 500 | 1000 | 2000 | 4000 | 8000
B2 | 393.5261 | 381.0744 | 268.9484 | 201.358 | 168.1722 | 180.2295 | 205.5719 | 161.3228 |  | Af | 35.5 | 22 | 12 | 4.8 | 0 | -3.5 | -6.1 | -8
B3 | 57.7337 | 41.6033 | 72.1534 | 100.4934 | 117.8953 | 136.1405 | 137.6228 | 102.2236 |  | Bf | 0.79 | 0.87 | 0.93 | 0.974 | 1 | 1.015 | 1.025 | 1.03
B4 | -64.8155 | -103.7901 | -70.9952 | -83.2947 | -73.9953 | -83.9473 | -74.3392 | -44.2616
B5 | 6.7163 | 6.75 | 19.5097 | 25.005 | 16.3386 | 14.4623 | 14.6153 | 8.272
B6 | 0.0831 | 0.1204 | 0.1459 | 0.2344 | 0.3232 | 0.3601 | 0.308 | 0.3086
C0 | 149147.7331 | 39747.2231 | 29368.5234 | 46811.0148 | 103378.5521 | 152355.5987 | 187188.4716 | 88487.9027
RADIATED SOUND POWER - MODEL PARAMETERS
octaaffrequentie [Hz]
|  | 63 | 125 | 250 | 500 | 1000 | 2000 | 4000 | 8000
non-insulated | Af | 17.0468 | 10.6403 | 10.2653 | 7.667 | 9.574 | 10.2281 | 9.238 | 7.9234
| Bf | 9.901 | 3.7686 | 16.8318 | 17.0985 | 13.9156 | 9.9246 | 16.3519 | 16.4836
| Cf | 0.18765 | 1.8903 | 0.15525 | 1.8326 | 3.5765 | 4.4268 | 1.8565 | 0
| Df | 175.0384 | 360.7098 | 4089.5248 | 338.5207 | 459.9721 | 480.3555 | 351.356 | 1
insulated | Af | 21.342 | 17.046 | 20.4843 | 19.9119 | 19.2619 | 20.598 | 17.7976 | 15.3537
| Bf | 7.8697 | 3.1392 | -5.0485 | -0.92422 | -1.6811 | -6.7748 | 10.8221 | 18.9355
| Cf | 2.7273 | 2.7888 | 2.2941 | 1.9188 | 1.3621 | 1.1296 | -0.31555 | -5.4032
| Df | 521.8683 | 613.982 | 604.6389 | 4352.4305 | 492.8741 | 736.8965 | 431.8594 | 585.3616
SOUND ATTENUATOR - NOISE GENERATING | [11 empty] | SOUND ATTENUATOR - NOISE ATTENUATION
| octaaffrequentie f [Hz] | [12 empty] | octaaffrequentie [Hz]
| 63 | 125 | 250 | 500 | 1000 | 2000 | 4000 | 8000 |  |  |  | K [mm] | parameter | 125 | 250 | 500 | 1000 | 2000 | 4000
DLA,f | 8.7 | 8.5 | 8.1 | 9.4 | 12.4 | 15.2 | 20.5 | 25 |  |  |  | 100 | A0 | 8.1494 | -153.92 | -66.758 | -195.59 | 327.77 | 212.49
[13 empty] | A1 | -18.435 | 149.97 | 2.0396 | 98.052 | -511.79 | -324.88
B [mm] | K [mm] | nK | VD | [9 empty] | A2 | 9.979 | -27.467 | 38.986 | 37.674 | 210.13 | 131
200 | 100 | 1 | 0.5 | [8 empty] | 150 | A0 | -50 | -50 | 200 | -100 | 150 | 50
250 | 100 | 1 | 0.6 | [9 empty] | A1 | 48.5 | 22.5 | -316 | -1 | -271.5 | -118.5
300 | 150 | 1 | 0.5 | [9 empty] | A2 | -8.325 | 11.125 | 128.7 | 56.2 | 126.43 | 63.075
350 | 150 | 1 | 0.57 | [8 empty] | 200 | A0 | 1.7642 | 74.619 | 210.54 | 242.85 | 298.91 | 108.69
400 | 150 | 1 | 0.63 | [9 empty] | A1 | -8.3727 | -117.02 | -320.4 | -352.37 | -390.71 | -157.37
450 | 200 | 1 | 0.56 | [9 empty] | A2 | 8.06 | 50.344 | 124.51 | 138.94 | 141.36 | 62.837
500 | 200 | 1 | 0.6
550 | 200 | 1 | 0.64
600 | 150 | 2 | 0.5
650 | 150 | 2 | 0.54
700 | 150 | 2 | 0.57
750 | 150 | 2 | 0.6
800 | 200 | 2 | 0.5
850 | 200 | 2 | 0.53
900 | 200 | 2 | 0.56
950 | 200 | 2 | 0.58
1000 | 200 | 2 | 0.6
1050 | 200 | 2 | 0.62
1100 | 200 | 2 | 0.64
1150 | 200 | 2 | 0.65
1200 | 200 | 3 | 0.5

## ModelParams Lp (hidden)
SOUND ATTENUATION OF UNLINED, RECTANGULAR DUCT | [12 empty] | PARAMETERS FOR A-WEIGHTED SOUND CALCULATIONS
| octaaffrequentie f [Hz] | [12 empty] | octaaffrequentie f [Hz]
| 63 | 125 | 250 | 500 | 1000 | 2000 | 4000 | 8000 | [5 empty] | 63 | 125 | 250 | 500 | 1000 | 2000 | 4000 | 8000
A | 0.332 | 0.251 | 0.11 | 0.06 | 0.118 | 0.118 | 0.118 | 0.118 |  |  |  |  | Af | -26.2 | -16.1 | -8.6 | -3.2 | 0 | 1.2 | 1 | -1.1
B | 0.115 | 0.09 | 0.04 | 0.021 | -0.561 | -0.561 | -0.561 | -0.561
C | 0.111 | 0.225 | 0.428 | 0.503 | 0.685 | 0.685 | 0.685 | 0.685
PARAMETERS FOR NR SOUND CALCULATIONS
octaaffrequentie f [Hz]
SOUND ATTENUATION OF 90° UNLINED DUCT BEND - reference attenuation @ fG of 125 Hz | [13 empty] | 63 | 125 | 250 | 500 | 1000 | 2000 | 4000 | 8000
| octaaffrequentie f [Hz] | [11 empty] | Af | 35.5 | 22 | 12 | 4.8 | 0 | -3.5 | -6.1 | -8
[dB] | 31 | 63 | 125 | 250 | 500 | 1000 | 2000 | 4000 | 8000 |  |  |  |  | Bf | 0.79 | 0.87 | 0.93 | 0.974 | 1 | 1.015 | 1.025 | 1.03
attenuation | 0 | 1 | 2 | 3 | 3 | 3 | 3 | 3 | 3
bovengrens octaafband [Hz]
| 63 | 125 | 250 | 500 | 1000 | 2000 | 4000 | 8000
fo | 89 | 177 | 354 | 707 | 1414 | 2828 | 5657 | 11314
ENVIRONMENTAL ADJUSTMENT FACTOR
octaaffrequentie f [Hz]
[dB] | 63 | 125 | 250 | 500 | 1000 | 2000 | 4000 | 8000
Env.Adj.Factor | 4 | 2 | 1 | 0 | 0 | 0 | 0 | 0
CEILING ATTENUATION
Type tile | Ref. | Type tile |  | Density | thickness | weight | Octaafband midfrequentie [Hz]
|  | pulldown |  | [kg/m³] | [mm] | [kg/m²] | 63 | 125 | 250 | 500 | 1000 | 2000 | 4000 | 8000
Mineral fiber | Rockfon Blanka | mineral fiber | medium |  | 20 | 2.3 | 0 | 0 | 7 | 14.7 | 18 | 19 | 19 | 19
Solid gypsum board | BBRI | gypsum board | very high |  | 12.5 |  | 11.4 | 14.8 | 19.3 | 24.2 | 28.6 | 31 | 27.8 | 49.8
Perforated steel 22% (+ acoustic fleece) | Armstrong Building Products | perforated steel | low |  | 0.5 |  | 0 | 0 | 0 | 6 | 10 | 10 | 10 | 10
Plain steel | Armstrong Building Products | plain steel | high |  | 0.5 |  | 0 | 3 | 11 | 19 | 23 | 23 | 23 | 23
|  | no false ceiling | none |  |  |  | 0 | 0 | 0 | 0 | 0 | 0 | 0 | 0
ROOM ATTENUATION - average reverberation times
room type | average reverberation time T [s] |  |  | room attenuation | average reverberation time T [s]
office | 0.5 | soft |  | soft | 0.5
sports hall, swimming pool | 2 | hard |  | normal | 1
concert hall, opera house | 1.5 | hard |  | hard | 1.5
lecture room, theatre, cinema | 1 | normal
kitchen | 1.5 | hard
ward, rest room, wash room | 1 | normal
operating theatre, laboratory | 2 | hard
clean room | 1.5 | hard
hotel room | 0.5 | soft
bathroom | 2 | hard
workshop | 1.5 | hard
museum | 1.5 | hard

## PullDownMenu (hidden)
Unit Flowrate | Unit sound | ceiling attenuation | H [mm] | W [mm] | room attenuation | insulation casing | sound attenuator
m³/h | dB(A) | low | 100 | 200 | soft | SW | SA
L/s | NR | medium | 150 | 250 | normal | DW | none
m³/s |  | high | 200 | 300 | hard
|  | very high | 250 | 350
|  | none | 300 | 400
|  |  | 350 | 450
|  |  | 400 | 500
|  |  | 450 | 550
|  |  | 500 | 600
|  |  | 550 | 650
|  |  | 600 | 700
|  |  | 650 | 750
|  |  | 700 | 800
|  |  | 750 | 850
|  |  | 800 | 900
|  |  | 850 | 950
|  |  | 900 | 1000
|  |  | 950 | 1050
|  |  | 1000 | 1100
|  |  | 1050 | 1150
|  |  | 1100 | 1200
1150
1200